## GPX
Sr# |  | creator | version | href | ns1:text | ns1:time | lat | lon | ns1:ele | ns1:time2 | ns1:name | ns1:sym | Column1 | Column2 | Column3 | X | Y
1 |  | GPSMAP 78s | 1.1 | http://www.garmin.com | Garmin International | 2022-09-12T05:26:00Z | 33.9968 | 71.4401 | 402.8607 | 2022-09-12T05:26:00Z | 1 | Flag, Blue | 2022-09-12 | 42 | 69 | 1.2469 | 0.63159
2 |  | GPSMAP 78s | 1.1 | http://www.garmin.com | Garmin International | 2022-09-12T05:26:00Z | 33.9967 | 71.4409 | 404.0948 | 2022-09-12T05:26:12Z | 2 | Flag, Blue | 2022-09-12 | 42 | 69 | 1.2469 | 0.63159
3 |  | GPSMAP 78s | 1.1 | http://www.garmin.com | Garmin International | 2022-09-12T05:26:00Z | 33.9967 | 71.4416 | 404.4873 | 2022-09-12T05:26:24Z | 3 | Flag, Blue | 2022-09-12 | 42 | 69 | 1.2469 | 0.63159
4 |  | GPSMAP 78s | 1.1 | http://www.garmin.com | Garmin International | 2022-09-12T05:26:00Z | 33.9967 | 71.4425 | 404.0455 | 2022-09-12T05:26:37Z | 4 | Flag, Blue | 2022-09-12 | 42 | 69 | 1.2469 | 0.63159
5 |  | GPSMAP 78s | 1.1 | http://www.garmin.com | Garmin International | 2022-09-12T05:26:00Z | 33.9966 | 71.4429 | 404.736 | 2022-09-12T05:26:46Z | 5 | Flag, Blue | 2022-09-12 | 42 | 69 | 1.2469 | 0.63159
6 |  | GPSMAP 78s | 1.1 | http://www.garmin.com | Garmin International | 2022-09-12T05:26:00Z | 33.9966 | 71.4433 | 403.393 | 2022-09-12T05:26:56Z | 6 | Flag, Blue | 2022-09-12 | 42 | 69 | 1.2469 | 0.63159
7 |  | GPSMAP 78s | 1.1 | http://www.garmin.com | Garmin International | 2022-09-12T05:26:00Z | 33.9962 | 71.4434 | 402.475 | 2022-09-12T05:27:12Z | 7 | Flag, Blue | 2022-09-12 | 42 | 69 | 1.2469 | 0.63158
8 |  | GPSMAP 78s | 1.1 | http://www.garmin.com | Garmin International | 2022-09-12T05:26:00Z | 33.9957 | 71.4434 | 399.2025 | 2022-09-12T05:27:38Z | 8 | Flag, Blue | 2022-09-12 | 42 | 69 | 1.2469 | 0.63157
9 |  | GPSMAP 78s | 1.1 | http://www.garmin.com | Garmin International | 2022-09-12T05:26:00Z | 33.9957 | 71.4434 | 399.1711 | 2022-09-12T05:27:41Z | 9 | Flag, Blue | 2022-09-12 | 42 | 69 | 1.2469 | 0.63157
10 |  | GPSMAP 78s | 1.1 | http://www.garmin.com | Garmin International | 2022-09-12T05:26:00Z | 33.9957 | 71.4434 | 399.2353 | 2022-09-12T05:27:45Z | 10 | Flag, Blue | 2022-09-12 | 42 | 69 | 1.2469 | 0.63157
11 |  | GPSMAP 78s | 1.1 | http://www.garmin.com | Garmin International | 2022-09-12T05:26:00Z | 33.9954 | 71.4433 | 397.1005 | 2022-09-12T05:29:05Z | 11 | Flag, Blue | 2022-09-12 | 42 | 69 | 1.2469 | 0.63156
12 |  | GPSMAP 78s | 1.1 | http://www.garmin.com | Garmin International | 2022-09-12T05:26:00Z | 33.9954 | 71.4439 | 401.5441 | 2022-09-12T05:33:19Z | 12 | Flag, Blue | 2022-09-12 | 42 | 69 | 1.2469 | 0.63156
13 |  | GPSMAP 78s | 1.1 | http://www.garmin.com | Garmin International | 2022-09-12T05:26:00Z | 33.9958 | 71.4441 | 400.641 | 2022-09-12T05:33:32Z | 13 | Flag, Blue | 2022-09-12 | 42 | 69 | 1.2469 | 0.63157
14 |  | GPSMAP 78s | 1.1 | http://www.garmin.com | Garmin International | 2022-09-12T05:26:00Z | 33.9961 | 71.4441 | 399.9 | 2022-09-12T05:33:45Z | 14 | Flag, Blue | 2022-09-12 | 42 | 69 | 1.2469 | 0.63158
15 |  | GPSMAP 78s | 1.1 | http://www.garmin.com | Garmin International | 2022-09-12T05:26:00Z | 33.9965 | 71.4441 | 400.2228 | 2022-09-12T05:33:59Z | 15 | Flag, Blue | 2022-09-12 | 42 | 69 | 1.2469 | 0.63158
16 |  | GPSMAP 78s | 1.1 | http://www.garmin.com | Garmin International | 2022-09-12T05:26:00Z | 33.9965 | 71.4444 | 400.7934 | 2022-09-12T05:34:07Z | 16 | Flag, Blue | 2022-09-12 | 42 | 69 | 1.2469 | 0.63159
17 |  | GPSMAP 78s | 1.1 | http://www.garmin.com | Garmin International | 2022-09-12T05:26:00Z | 33.9965 | 71.4451 | 400.2795 | 2022-09-12T05:34:20Z | 17 | Flag, Blue | 2022-09-12 | 42 | 69 | 1.247 | 0.63159
18 |  | GPSMAP 78s | 1.1 | http://www.garmin.com | Garmin International | 2022-09-12T05:26:00Z | 33.9965 | 71.4459 | 399.7987 | 2022-09-12T05:34:34Z | 18 | Flag, Blue | 2022-09-12 | 42 | 69 | 1.247 | 0.63158
19 |  | GPSMAP 78s | 1.1 | http://www.garmin.com | Garmin International | 2022-09-12T05:26:00Z | 33.9965 | 71.4467 | 400.3919 | 2022-09-12T05:34:48Z | 19 | Flag, Blue | 2022-09-12 | 42 | 69 | 1.247 | 0.63158
20 |  | GPSMAP 78s | 1.1 | http://www.garmin.com | Garmin International | 2022-09-12T05:26:00Z | 33.9964 | 71.4476 | 399.5056 | 2022-09-12T05:35:03Z | 20 | Flag, Blue | 2022-09-12 | 42 | 69 | 1.247 | 0.63158
21 |  | GPSMAP 78s | 1.1 | http://www.garmin.com | Garmin International | 2022-09-12T05:26:00Z | 33.9964 | 71.4484 | 398.1404 | 2022-09-12T05:35:18Z | 21 | Flag, Blue | 2022-09-12 | 42 | 69 | 1.247 | 0.63158
22 |  | GPSMAP 78s | 1.1 | http://www.garmin.com | Garmin International | 2022-09-12T05:26:00Z | 33.9964 | 71.4493 | 397.893 | 2022-09-12T05:35:33Z | 22 | Flag, Blue | 2022-09-12 | 42 | 69 | 1.247 | 0.63158
23 |  | GPSMAP 78s | 1.1 | http://www.garmin.com | Garmin International | 2022-09-12T05:26:00Z | 33.9963 | 71.4502 | 394.5026 | 2022-09-12T05:36:32Z | 23 | Flag, Blue | 2022-09-12 | 42 | 69 | 1.247 | 0.63158
24 |  | GPSMAP 78s | 1.1 | http://www.garmin.com | Garmin International | 2022-09-12T05:26:00Z | 33.9963 | 71.4501 | 394.5383 | 2022-09-12T05:36:34Z | 24 | Flag, Blue | 2022-09-12 | 42 | 69 | 1.247 | 0.63158
25 |  | GPSMAP 78s | 1.1 | http://www.garmin.com | Garmin International | 2022-09-12T05:26:00Z | 33.9963 | 71.4502 | 394.525 | 2022-09-12T05:36:37Z | 25 | Flag, Blue | 2022-09-12 | 42 | 69 | 1.247 | 0.63158
26 |  | GPSMAP 78s | 1.1 | http://www.garmin.com | Garmin International | 2022-09-12T05:26:00Z | 33.9962 | 71.451 | 393.7083 | 2022-09-12T05:39:47Z | 26 | Flag, Blue | 2022-09-12 | 42 | 69 | 1.2471 | 0.63158
27 |  | GPSMAP 78s | 1.1 | http://www.garmin.com | Garmin International | 2022-09-12T05:26:00Z | 33.9961 | 71.4516 | 392.6391 | 2022-09-12T05:40:00Z | 27 | Flag, Blue | 2022-09-12 | 42 | 69 | 1.2471 | 0.63158
28 |  | GPSMAP 78s | 1.1 | http://www.garmin.com | Garmin International | 2022-09-12T05:26:00Z | 33.9961 | 71.4523 | 392.0276 | 2022-09-12T05:40:15Z | 28 | Flag, Blue | 2022-09-12 | 42 | 69 | 1.2471 | 0.63158
29 |  | GPSMAP 78s | 1.1 | http://www.garmin.com | Garmin International | 2022-09-12T05:26:00Z | 33.9961 | 71.4528 | 392.3304 | 2022-09-12T05:40:25Z | 29 | Flag, Blue | 2022-09-12 | 42 | 69 | 1.2471 | 0.63158
30 |  | GPSMAP 78s | 1.1 | http://www.garmin.com | Garmin International | 2022-09-12T05:26:00Z | 33.996 | 71.4535 | 391.5104 | 2022-09-12T05:40:39Z | 30 | Flag, Blue | 2022-09-12 | 42 | 69 | 1.2471 | 0.63157
31 |  | GPSMAP 78s | 1.1 | http://www.garmin.com | Garmin International | 2022-09-12T05:26:00Z | 33.996 | 71.4544 | 390.0655 | 2022-09-12T05:45:15Z | 31 | Flag, Blue | 2022-09-12 | 42 | 69 | 1.2471 | 0.63157
32 |  | GPSMAP 78s | 1.1 | http://www.garmin.com | Garmin International | 2022-09-12T05:26:00Z | 33.996 | 71.4553 | 390.2 | 2022-09-12T05:45:33Z | 32 | Flag, Blue | 2022-09-12 | 42 | 69 | 1.2471 | 0.63157
33 |  | GPSMAP 78s | 1.1 | http://www.garmin.com | Garmin International | 2022-09-12T05:26:00Z | 33.9959 | 71.4561 | 390.1213 | 2022-09-12T05:45:51Z | 33 | Flag, Blue | 2022-09-12 | 42 | 69 | 1.2471 | 0.63157
34 |  | GPSMAP 78s | 1.1 | http://www.garmin.com | Garmin International | 2022-09-12T05:26:00Z | 33.9958 | 71.4568 | 388.7209 | 2022-09-12T05:46:09Z | 34 | Flag, Blue | 2022-09-12 | 42 | 69 | 1.2472 | 0.63157
35 |  | GPSMAP 78s | 1.1 | http://www.garmin.com | Garmin International | 2022-09-12T05:26:00Z | 33.9958 | 71.4573 | 388.0176 | 2022-09-12T05:46:22Z | 35 | Flag, Blue | 2022-09-12 | 42 | 69 | 1.2472 | 0.63157
36 |  | GPSMAP 78s | 1.1 | http://www.garmin.com | Garmin International | 2022-09-12T05:26:00Z | 33.9954 | 71.4582 | 388.7415 | 2022-09-12T05:47:37Z | 36 | Flag, Blue | 2022-09-12 | 42 | 69 | 1.2472 | 0.63156
37 |  | GPSMAP 78s | 1.1 | http://www.garmin.com | Garmin International | 2022-09-12T05:26:00Z | 33.9949 | 71.4579 | 388.8462 | 2022-09-12T05:48:22Z | 37 | Flag, Blue | 2022-09-12 | 42 | 69 | 1.2472 | 0.63155
38 |  | GPSMAP 78s | 1.1 | http://www.garmin.com | Garmin International | 2022-09-12T05:26:00Z | 33.9945 | 71.4576 | 386.9947 | 2022-09-12T05:49:01Z | 38 | Flag, Blue | 2022-09-12 | 42 | 69 | 1.2472 | 0.63154
39 |  | GPSMAP 78s | 1.1 | http://www.garmin.com | Garmin International | 2022-09-12T05:26:00Z | 33.994 | 71.4573 | 387.868 | 2022-09-12T05:49:37Z | 39 | Flag, Blue | 2022-09-12 | 42 | 69 | 1.2472 | 0.63153
40 |  | GPSMAP 78s | 1.1 | http://www.garmin.com | Garmin International | 2022-09-12T05:26:00Z | 33.9936 | 71.457 | 388.4542 | 2022-09-12T05:50:16Z | 40 | Flag, Blue | 2022-09-12 | 42 | 69 | 1.2472 | 0.63152
41 |  | GPSMAP 78s | 1.1 | http://www.garmin.com | Garmin International | 2022-09-12T05:26:00Z | 33.9931 | 71.4567 | 388.6876 | 2022-09-12T05:51:07Z | 41 | Flag, Blue | 2022-09-12 | 42 | 69 | 1.2472 | 0.63151
42 |  | GPSMAP 78s | 1.1 | http://www.garmin.com | Garmin International | 2022-09-12T05:26:00Z | 33.9927 | 71.4565 | 389.3026 | 2022-09-12T05:53:44Z | 42 | Flag, Blue | 2022-09-12 | 42 | 69 | 1.2472 | 0.6315
43 |  | GPSMAP 78s | 1.1 | http://www.garmin.com | Garmin International | 2022-09-12T05:26:00Z | 33.9923 | 71.4563 | 389.075 | 2022-09-12T05:54:34Z | 43 | Flag, Blue | 2022-09-12 | 42 | 69 | 1.2471 | 0.6315
44 |  | GPSMAP 78s | 1.1 | http://www.garmin.com | Garmin International | 2022-09-12T05:26:00Z | 33.9919 | 71.456 | 389.5672 | 2022-09-12T05:55:11Z | 44 | Flag, Blue | 2022-09-12 | 42 | 69 | 1.2471 | 0.63149
45 |  | GPSMAP 78s | 1.1 | http://www.garmin.com | Garmin International | 2022-09-12T05:26:00Z | 33.9916 | 71.4558 | 388.0444 | 2022-09-12T05:55:43Z | 45 | Flag, Blue | 2022-09-12 | 42 | 69 | 1.2471 | 0.63148
46 |  | GPSMAP 78s | 1.1 | http://www.garmin.com | Garmin International | 2022-09-12T05:26:00Z | 33.9912 | 71.4555 | 390.0912 | 2022-09-12T05:56:25Z | 46 | Flag, Blue | 2022-09-12 | 42 | 69 | 1.2471 | 0.63147
47 |  | GPSMAP 78s | 1.1 | http://www.garmin.com | Garmin International | 2022-09-12T05:26:00Z | 33.9911 | 71.4559 | 392.715 | 2022-09-12T05:58:24Z | 47 | Flag, Blue | 2022-09-12 | 42 | 69 | 1.2471 | 0.63147
48 | 1 | eTrex 10 | 1.1 | http://www.garmin.com | Garmin International | 2022-09-12T04:17:51Z | 33.9878 | 71.432 | 421.0122 | 2022-09-12T04:17:51Z | 1 | Flag, Blue | 2022-09-12 | 42 | 69 | 1.2467 | 0.6314
49 | 2 | eTrex 10 | 1.1 | http://www.garmin.com | Garmin International | 2022-09-12T04:17:51Z | 33.988 | 71.4321 | 405.7111 | 2022-09-12T04:23:56Z | 2 | Flag, Blue | 2022-09-12 | 42 | 69 | 1.2467 | 0.63141
50 | 3 | eTrex 10 | 1.1 | http://www.garmin.com | Garmin International | 2022-09-12T04:17:51Z | 33.9885 | 71.4325 | 400.7204 | 2022-09-12T04:42:37Z | 3 | Flag, Blue | 2022-09-12 | 42 | 69 | 1.2467 | 0.63142
51 | 4 | eTrex 10 | 1.1 | http://www.garmin.com | Garmin International | 2022-09-12T04:17:51Z | 33.9886 | 71.4327 | 398.7301 | 2022-09-12T04:43:36Z | 4 | Flag, Blue | 2022-09-12 | 42 | 69 | 1.2467 | 0.63142
52 | 5 | eTrex 10 | 1.1 | http://www.garmin.com | Garmin International | 2022-09-12T04:17:51Z | 33.9886 | 71.4332 | 399.9079 | 2022-09-12T04:44:12Z | 5 | Flag, Blue | 2022-09-12 | 42 | 69 | 1.2467 | 0.63142
53 | 6 | eTrex 10 | 1.1 | http://www.garmin.com | Garmin International | 2022-09-12T04:17:51Z | 33.989 | 71.4332 | 398.9752 | 2022-09-12T04:52:04Z | 6 | Flag, Blue | 2022-09-12 | 42 | 69 | 1.2467 | 0.63143
54 | 7 | eTrex 10 | 1.1 | http://www.garmin.com | Garmin International | 2022-09-12T04:17:51Z | 33.9896 | 71.4333 | 398.7345 | 2022-09-12T04:53:00Z | 7 | Flag, Blue | 2022-09-12 | 42 | 69 | 1.2467 | 0.63144
55 | 8 | eTrex 10 | 1.1 | http://www.garmin.com | Garmin International | 2022-09-12T04:17:51Z | 33.9901 | 71.4333 | 397.8409 | 2022-09-12T04:53:40Z | 8 | Flag, Blue | 2022-09-12 | 42 | 69 | 1.2467 | 0.63145
56 | 9 | eTrex 10 | 1.1 | http://www.garmin.com | Garmin International | 2022-09-12T04:17:51Z | 33.9905 | 71.4334 | 401.5086 | 2022-09-12T04:54:19Z | 9 | Flag, Blue | 2022-09-12 | 42 | 69 | 1.2467 | 0.63146
57 | 10 | eTrex 10 | 1.1 | http://www.garmin.com | Garmin International | 2022-09-12T04:17:51Z | 33.9913 | 71.4333 | 402.3672 | 2022-09-12T04:55:32Z | 10 | Flag, Blue | 2022-09-12 | 42 | 69 | 1.2467 | 0.63147
58 | 11 | eTrex 10 | 1.1 | http://www.garmin.com | Garmin International | 2022-09-12T04:17:51Z | 33.9926 | 71.4332 | 400.1909 | 2022-09-12T04:56:57Z | 11 | Flag, Blue | 2022-09-12 | 42 | 69 | 1.2467 | 0.6315
59 | 12 | eTrex 10 | 1.1 | http://www.garmin.com | Garmin International | 2022-09-12T04:17:51Z | 33.9929 | 71.4331 | 399.6687 | 2022-09-12T05:02:04Z | 12 | Flag, Blue | 2022-09-12 | 42 | 69 | 1.2467 | 0.63151
60 | 13 | eTrex 10 | 1.1 | http://www.garmin.com | Garmin International | 2022-09-12T04:17:51Z | 33.9932 | 71.4331 | 406.3406 | 2022-09-12T05:03:54Z | 13 | Flag, Blue | 2022-09-12 | 42 | 69 | 1.2467 | 0.63152
61 | 14 | eTrex 10 | 1.1 | http://www.garmin.com | Garmin International | 2022-09-12T04:17:51Z | 33.9937 | 71.4332 | 405.5327 | 2022-09-12T05:04:31Z | 14 | Flag, Blue | 2022-09-12 | 42 | 69 | 1.2467 | 0.63152
62 | 15 | eTrex 10 | 1.1 | http://www.garmin.com | Garmin International | 2022-09-12T04:17:51Z | 33.994 | 71.4332 | 405.397 | 2022-09-12T05:04:47Z | 15 | Flag, Blue | 2022-09-12 | 42 | 69 | 1.2467 | 0.63153
63 | 16 | eTrex 10 | 1.1 | http://www.garmin.com | Garmin International | 2022-09-12T04:17:51Z | 33.9945 | 71.4333 | 405.2622 | 2022-09-12T05:04:59Z | 16 | Flag, Blue | 2022-09-12 | 42 | 69 | 1.2467 | 0.63154
64 | 17 | eTrex 10 | 1.1 | http://www.garmin.com | Garmin International | 2022-09-12T04:17:51Z | 33.9945 | 71.4333 | 404.4578 | 2022-09-12T05:05:01Z | 17 | Flag, Blue | 2022-09-12 | 42 | 69 | 1.2467 | 0.63154
65 | 18 | eTrex 10 | 1.1 | http://www.garmin.com | Garmin International | 2022-09-12T04:17:51Z | 33.9949 | 71.4333 | 403.9889 | 2022-09-12T05:05:13Z | 18 | Flag, Blue | 2022-09-12 | 42 | 69 | 1.2467 | 0.63155
66 | 19 | eTrex 10 | 1.1 | http://www.garmin.com | Garmin International | 2022-09-12T04:17:51Z | 33.9949 | 71.4333 | 403.4666 | 2022-09-12T05:05:14Z | 19 | Flag, Blue | 2022-09-12 | 42 | 69 | 1.2467 | 0.63155
67 | 20 | eTrex 10 | 1.1 | http://www.garmin.com | Garmin International | 2022-09-12T04:17:51Z | 33.9952 | 71.4333 | 402.6096 | 2022-09-12T05:05:26Z | 20 | Flag, Blue | 2022-09-12 | 42 | 69 | 1.2467 | 0.63156
68 | 21 | eTrex 10 | 1.1 | http://www.garmin.com | Garmin International | 2022-09-12T04:17:51Z | 33.9956 | 71.4334 | 402.0954 | 2022-09-12T05:05:52Z | 21 | Flag, Blue | 2022-09-12 | 42 | 69 | 1.2467 | 0.63157
69 | 22 | eTrex 10 | 1.1 | http://www.garmin.com | Garmin International | 2022-09-12T04:17:51Z | 33.9964 | 71.4335 | 397.222 | 2022-09-12T05:12:25Z | 22 | Flag, Blue | 2022-09-12 | 42 | 69 | 1.2467 | 0.63158
70 | 23 | eTrex 10 | 1.1 | http://www.garmin.com | Garmin International | 2022-09-12T04:17:51Z | 33.9965 | 71.434 | 398.3288 | 2022-09-12T05:13:06Z | 23 | Flag, Blue | 2022-09-12 | 42 | 69 | 1.2468 | 0.63159
71 | 24 | eTrex 10 | 1.1 | http://www.garmin.com | Garmin International | 2022-09-12T04:17:51Z | 33.9968 | 71.4344 | 396.0939 | 2022-09-12T05:15:11Z | 24 | Flag, Blue | 2022-09-12 | 42 | 69 | 1.2468 | 0.63159
72 | 25 | eTrex 10 | 1.1 | http://www.garmin.com | Garmin International | 2022-09-12T04:17:51Z | 33.9969 | 71.435 | 395.3654 | 2022-09-12T05:15:28Z | 25 | Flag, Blue | 2022-09-12 | 42 | 69 | 1.2468 | 0.63159
73 | 26 | eTrex 10 | 1.1 | http://www.garmin.com | Garmin International | 2022-09-12T04:17:51Z | 33.9969 | 71.435 | 395.4017 | 2022-09-12T05:15:29Z | 26 | Flag, Blue | 2022-09-12 | 42 | 69 | 1.2468 | 0.63159
74 | 27 | eTrex 10 | 1.1 | http://www.garmin.com | Garmin International | 2022-09-12T04:17:51Z | 33.9972 | 71.4351 | 398.3221 | 2022-09-12T05:16:35Z | 27 | Flag, Blue | 2022-09-12 | 42 | 69 | 1.2468 | 0.6316
75 | 28 | eTrex 10 | 1.1 | http://www.garmin.com | Garmin International | 2022-09-12T04:17:51Z | 33.9971 | 71.4356 | 397.4658 | 2022-09-12T05:18:21Z | 28 | Flag, Blue | 2022-09-12 | 42 | 69 | 1.2468 | 0.6316
76 | 29 | eTrex 10 | 1.1 | http://www.garmin.com | Garmin International | 2022-09-12T04:17:51Z | 33.997 | 71.436 | 396.7634 | 2022-09-12T05:18:29Z | 29 | Flag, Blue | 2022-09-12 | 42 | 69 | 1.2468 | 0.6316
77 | 30 | eTrex 10 | 1.1 | http://www.garmin.com | Garmin International | 2022-09-12T04:17:51Z | 33.997 | 71.4362 | 396.2339 | 2022-09-12T05:18:36Z | 30 | Flag, Blue | 2022-09-12 | 42 | 69 | 1.2468 | 0.6316
78 | 31 | eTrex 10 | 1.1 | http://www.garmin.com | Garmin International | 2022-09-12T04:17:51Z | 33.997 | 71.4367 | 395.19 | 2022-09-12T05:19:17Z | 31 | Flag, Blue | 2022-09-12 | 42 | 69 | 1.2468 | 0.63159
79 | 32 | eTrex 10 | 1.1 | http://www.garmin.com | Garmin International | 2022-09-12T04:17:51Z | 33.9969 | 71.4376 | 394.0616 | 2022-09-12T05:19:31Z | 32 | Flag, Blue | 2022-09-12 | 42 | 69 | 1.2468 | 0.63159
80 | 33 | eTrex 10 | 1.1 | http://www.garmin.com | Garmin International | 2022-09-12T04:17:51Z | 33.9969 | 71.4377 | 393.9443 | 2022-09-12T05:19:32Z | 33 | Flag, Blue | 2022-09-12 | 42 | 69 | 1.2468 | 0.63159
81 | 34 | eTrex 10 | 1.1 | http://www.garmin.com | Garmin International | 2022-09-12T04:17:51Z | 33.9969 | 71.4384 | 393.2737 | 2022-09-12T05:19:49Z | 34 | Flag, Blue | 2022-09-12 | 42 | 69 | 1.2468 | 0.63159
82 | 35 | eTrex 10 | 1.1 | http://www.garmin.com | Garmin International | 2022-09-12T04:17:51Z | 33.9969 | 71.4393 | 393.2942 | 2022-09-12T05:20:38Z | 35 | Flag, Blue | 2022-09-12 | 42 | 69 | 1.2469 | 0.63159
83 | 36 | eTrex 10 | 1.1 | http://www.garmin.com | Garmin International | 2022-09-12T04:17:51Z | 33.9969 | 71.4393 | 393.1063 | 2022-09-12T05:20:42Z | 36 | Flag, Blue | 2022-09-12 | 42 | 69 | 1.2469 | 0.63159
84 | 37 | eTrex 10 | 1.1 | http://www.garmin.com | Garmin International | 2022-09-12T04:17:51Z | 33.9969 | 71.4393 | 393.0355 | 2022-09-12T05:20:45Z | 37 | Flag, Blue | 2022-09-12 | 42 | 69 | 1.2469 | 0.63159
85 | 1 | GPSMAP 78s | 1.1 | http://www.garmin.com | Garmin International | 2022-09-13T04:21:32Z | 33.9965 | 71.4538 | 368.8122 | 2022-09-13T04:21:32Z | 48 | Flag, Blue | 2022-09-13 | 42 | 69 | 1.2471 | 0.63158
86 | 2 | GPSMAP 78s | 1.1 | http://www.garmin.com | Garmin International | 2022-09-13T04:21:32Z | 33.9968 | 71.4539 | 379.2797 | 2022-09-13T04:22:15Z | 49 | Flag, Blue | 2022-09-13 | 42 | 69 | 1.2471 | 0.63159
87 | 3 | GPSMAP 78s | 1.1 | http://www.garmin.com | Garmin International | 2022-09-13T04:21:32Z | 33.9968 | 71.4539 | 379.2642 | 2022-09-13T04:22:18Z | 50 | Flag, Blue | 2022-09-13 | 42 | 69 | 1.2471 | 0.63159
88 | 4 | GPSMAP 78s | 1.1 | http://www.garmin.com | Garmin International | 2022-09-13T04:21:32Z | 33.9968 | 71.4539 | 379.2701 | 2022-09-13T04:22:21Z | 51 | Flag, Blue | 2022-09-13 | 42 | 69 | 1.2471 | 0.63159
89 | 5 | GPSMAP 78s | 1.1 | http://www.garmin.com | Garmin International | 2022-09-13T04:21:32Z | 33.9971 | 71.4541 | 379.998 | 2022-09-13T04:24:10Z | 52 | Flag, Blue | 2022-09-13 | 42 | 69 | 1.2471 | 0.6316
90 | 6 | GPSMAP 78s | 1.1 | http://www.garmin.com | Garmin International | 2022-09-13T04:21:32Z | 33.9971 | 71.4541 | 379.9984 | 2022-09-13T04:24:13Z | 53 | Flag, Blue | 2022-09-13 | 42 | 69 | 1.2471 | 0.6316
91 | 7 | GPSMAP 78s | 1.1 | http://www.garmin.com | Garmin International | 2022-09-13T04:21:32Z | 33.9971 | 71.4541 | 379.9987 | 2022-09-13T04:24:16Z | 54 | Flag, Blue | 2022-09-13 | 42 | 69 | 1.2471 | 0.6316
92 | 8 | GPSMAP 78s | 1.1 | http://www.garmin.com | Garmin International | 2022-09-13T04:21:32Z | 33.9971 | 71.4541 | 379.9996 | 2022-09-13T04:24:19Z | 55 | Flag, Blue | 2022-09-13 | 42 | 69 | 1.2471 | 0.6316
93 | 9 | GPSMAP 78s | 1.1 | http://www.garmin.com | Garmin International | 2022-09-13T04:21:32Z | 33.9971 | 71.4541 | 380.0024 | 2022-09-13T04:24:22Z | 56 | Flag, Blue | 2022-09-13 | 42 | 69 | 1.2471 | 0.6316
94 | 10 | GPSMAP 78s | 1.1 | http://www.garmin.com | Garmin International | 2022-09-13T04:21:32Z | 33.9963 | 71.4563 | 383.2975 | 2022-09-13T04:30:23Z | 57 | Flag, Blue | 2022-09-13 | 42 | 69 | 1.2471 | 0.63158
95 | 11 | GPSMAP 78s | 1.1 | http://www.garmin.com | Garmin International | 2022-09-13T04:21:32Z | 33.9963 | 71.4563 | 383.2898 | 2022-09-13T04:30:26Z | 58 | Flag, Blue | 2022-09-13 | 42 | 69 | 1.2471 | 0.63158
96 | 12 | GPSMAP 78s | 1.1 | http://www.garmin.com | Garmin International | 2022-09-13T04:21:32Z | 33.9963 | 71.4563 | 383.278 | 2022-09-13T04:30:29Z | 59 | Flag, Blue | 2022-09-13 | 42 | 69 | 1.2471 | 0.63158
97 | 13 | GPSMAP 78s | 1.1 | http://www.garmin.com | Garmin International | 2022-09-13T04:21:32Z | 33.993 | 71.4572 | 383.9472 | 2022-09-13T04:36:36Z | 60 | Flag, Blue | 2022-09-13 | 42 | 69 | 1.2472 | 0.63151
98 | 14 | GPSMAP 78s | 1.1 | http://www.garmin.com | Garmin International | 2022-09-13T04:21:32Z | 33.993 | 71.4575 | 381.6302 | 2022-09-13T04:37:02Z | 61 | Flag, Blue | 2022-09-13 | 42 | 69 | 1.2472 | 0.63151
99 | 15 | GPSMAP 78s | 1.1 | http://www.garmin.com | Garmin International | 2022-09-13T04:21:32Z | 33.9929 | 71.4579 | 382.9351 | 2022-09-13T04:37:42Z | 62 | Flag, Blue | 2022-09-13 | 42 | 69 | 1.2472 | 0.63151
100 | 16 | GPSMAP 78s | 1.1 | http://www.garmin.com | Garmin International | 2022-09-13T04:21:32Z | 33.9929 | 71.4579 | 382.9279 | 2022-09-13T04:37:45Z | 63 | Flag, Blue | 2022-09-13 | 42 | 69 | 1.2472 | 0.63151
101 | 17 | GPSMAP 78s | 1.1 | http://www.garmin.com | Garmin International | 2022-09-13T04:21:32Z | 33.9929 | 71.4579 | 382.9164 | 2022-09-13T04:37:47Z | 64 | Flag, Blue | 2022-09-13 | 42 | 69 | 1.2472 | 0.63151
102 | 18 | GPSMAP 78s | 1.1 | http://www.garmin.com | Garmin International | 2022-09-13T04:21:32Z | 33.9937 | 71.4579 | 385.5632 | 2022-09-13T04:39:59Z | 65 | Flag, Blue | 2022-09-13 | 42 | 69 | 1.2472 | 0.63153
103 | 19 | GPSMAP 78s | 1.1 | http://www.garmin.com | Garmin International | 2022-09-13T04:21:32Z | 33.9941 | 71.4581 | 385.463 | 2022-09-13T04:40:09Z | 66 | Flag, Blue | 2022-09-13 | 42 | 69 | 1.2472 | 0.63153
104 | 20 | GPSMAP 78s | 1.1 | http://www.garmin.com | Garmin International | 2022-09-13T04:21:32Z | 33.9944 | 71.4583 | 384.867 | 2022-09-13T04:40:20Z | 67 | Flag, Blue | 2022-09-13 | 42 | 69 | 1.2472 | 0.63154
105 | 21 | GPSMAP 78s | 1.1 | http://www.garmin.com | Garmin International | 2022-09-13T04:21:32Z | 33.9948 | 71.4585 | 382.5209 | 2022-09-13T04:40:55Z | 68 | Flag, Blue | 2022-09-13 | 42 | 69 | 1.2472 | 0.63155
106 | 22 | GPSMAP 78s | 1.1 | http://www.garmin.com | Garmin International | 2022-09-13T04:21:32Z | 33.9948 | 71.4585 | 382.5396 | 2022-09-13T04:40:57Z | 69 | Flag, Blue | 2022-09-13 | 42 | 69 | 1.2472 | 0.63155
107 | 23 | GPSMAP 78s | 1.1 | http://www.garmin.com | Garmin International | 2022-09-13T04:21:32Z | 33.9948 | 71.4585 | 382.5378 | 2022-09-13T04:41:00Z | 70 | Flag, Blue | 2022-09-13 | 42 | 69 | 1.2472 | 0.63155
108 | 24 | GPSMAP 78s | 1.1 | http://www.garmin.com | Garmin International | 2022-09-13T04:21:32Z | 33.9908 | 71.4556 | 384.1915 | 2022-09-13T04:46:18Z | 71 | Flag, Blue | 2022-09-13 | 42 | 69 | 1.2471 | 0.63146
109 | 25 | GPSMAP 78s | 1.1 | http://www.garmin.com | Garmin International | 2022-09-13T04:21:32Z | 33.9907 | 71.4556 | 384.1905 | 2022-09-13T04:46:22Z | 72 | Flag, Blue | 2022-09-13 | 42 | 69 | 1.2471 | 0.63146
110 | 26 | GPSMAP 78s | 1.1 | http://www.garmin.com | Garmin International | 2022-09-13T04:21:32Z | 33.9907 | 71.4556 | 384.1939 | 2022-09-13T04:46:25Z | 73 | Flag, Blue | 2022-09-13 | 42 | 69 | 1.2471 | 0.63146
111 | 27 | GPSMAP 78s | 1.1 | http://www.garmin.com | Garmin International | 2022-09-13T04:21:32Z | 33.9905 | 71.4553 | 386.4551 | 2022-09-13T04:50:03Z | 74 | Flag, Blue | 2022-09-13 | 42 | 69 | 1.2471 | 0.63146
112 | 28 | GPSMAP 78s | 1.1 | http://www.garmin.com | Garmin International | 2022-09-13T04:21:32Z | 33.9905 | 71.4553 | 386.4552 | 2022-09-13T04:50:07Z | 75 | Flag, Blue | 2022-09-13 | 42 | 69 | 1.2471 | 0.63146
113 | 29 | GPSMAP 78s | 1.1 | http://www.garmin.com | Garmin International | 2022-09-13T04:21:32Z | 33.9907 | 71.4558 | 384.8953 | 2022-09-13T04:54:10Z | 76 | Flag, Blue | 2022-09-13 | 42 | 69 | 1.2471 | 0.63146
114 | 30 | GPSMAP 78s | 1.1 | http://www.garmin.com | Garmin International | 2022-09-13T04:21:32Z | 33.9905 | 71.4562 | 386.521 | 2022-09-13T04:55:02Z | 77 | Flag, Blue | 2022-09-13 | 42 | 69 | 1.2471 | 0.63146
115 | 31 | GPSMAP 78s | 1.1 | http://www.garmin.com | Garmin International | 2022-09-13T04:21:32Z | 33.9903 | 71.4566 | 386.4362 | 2022-09-13T04:55:54Z | 78 | Flag, Blue | 2022-09-13 | 42 | 69 | 1.2472 | 0.63145
116 | 32 | GPSMAP 78s | 1.1 | http://www.garmin.com | Garmin International | 2022-09-13T04:21:32Z | 33.9903 | 71.4551 | 386.8871 | 2022-09-13T04:58:54Z | 79 | Flag, Blue | 2022-09-13 | 42 | 69 | 1.2471 | 0.63145
117 | 33 | GPSMAP 78s | 1.1 | http://www.garmin.com | Garmin International | 2022-09-13T04:21:32Z | 33.9903 | 71.4551 | 386.8844 | 2022-09-13T04:58:57Z | 80 | Flag, Blue | 2022-09-13 | 42 | 69 | 1.2471 | 0.63145
118 | 34 | GPSMAP 78s | 1.1 | http://www.garmin.com | Garmin International | 2022-09-13T04:21:32Z | 33.9903 | 71.4551 | 386.8822 | 2022-09-13T04:59:00Z | 81 | Flag, Blue | 2022-09-13 | 42 | 69 | 1.2471 | 0.63145
119 | 35 | GPSMAP 78s | 1.1 | http://www.garmin.com | Garmin International | 2022-09-13T04:21:32Z | 33.9905 | 71.4553 | 387.2272 | 2022-09-13T04:59:28Z | 82 | Flag, Blue | 2022-09-13 | 42 | 69 | 1.2471 | 0.63146
120 | 36 | GPSMAP 78s | 1.1 | http://www.garmin.com | Garmin International | 2022-09-13T04:21:32Z | 33.9902 | 71.455 | 389.7422 | 2022-09-13T05:01:51Z | 83 | Flag, Blue | 2022-09-13 | 42 | 69 | 1.2471 | 0.63145
121 | 37 | GPSMAP 78s | 1.1 | http://www.garmin.com | Garmin International | 2022-09-13T04:21:32Z | 33.99 | 71.4554 | 387.0844 | 2022-09-13T05:03:02Z | 84 | Flag, Blue | 2022-09-13 | 42 | 69 | 1.2471 | 0.63145
122 | 38 | GPSMAP 78s | 1.1 | http://www.garmin.com | Garmin International | 2022-09-13T04:21:32Z | 33.9898 | 71.4558 | 386.7424 | 2022-09-13T05:03:37Z | 85 | Flag, Blue | 2022-09-13 | 42 | 69 | 1.2471 | 0.63144
123 | 39 | GPSMAP 78s | 1.1 | http://www.garmin.com | Garmin International | 2022-09-13T04:21:32Z | 33.99 | 71.4548 | 389.8246 | 2022-09-13T05:05:41Z | 86 | Flag, Blue | 2022-09-13 | 42 | 69 | 1.2471 | 0.63145
124 | 40 | GPSMAP 78s | 1.1 | http://www.garmin.com | Garmin International | 2022-09-13T04:21:32Z | 33.99 | 71.4548 | 389.8225 | 2022-09-13T05:05:44Z | 87 | Flag, Blue | 2022-09-13 | 42 | 69 | 1.2471 | 0.63145
125 | 41 | GPSMAP 78s | 1.1 | http://www.garmin.com | Garmin International | 2022-09-13T04:21:32Z | 33.99 | 71.4548 | 389.8308 | 2022-09-13T05:05:47Z | 88 | Flag, Blue | 2022-09-13 | 42 | 69 | 1.2471 | 0.63145
126 | 42 | GPSMAP 78s | 1.1 | http://www.garmin.com | Garmin International | 2022-09-13T04:21:32Z | 33.9896 | 71.4545 | 392.6038 | 2022-09-13T05:07:24Z | 89 | Flag, Blue | 2022-09-13 | 42 | 69 | 1.2471 | 0.63144
127 | 43 | GPSMAP 78s | 1.1 | http://www.garmin.com | Garmin International | 2022-09-13T04:21:32Z | 33.9892 | 71.4541 | 392.4154 | 2022-09-13T05:07:44Z | 90 | Flag, Blue | 2022-09-13 | 42 | 69 | 1.2471 | 0.63143
128 | 44 | GPSMAP 78s | 1.1 | http://www.garmin.com | Garmin International | 2022-09-13T04:21:32Z | 33.9891 | 71.4543 | 388.3603 | 2022-09-13T05:08:44Z | 91 | Flag, Blue | 2022-09-13 | 42 | 69 | 1.2471 | 0.63143
129 | 45 | GPSMAP 78s | 1.1 | http://www.garmin.com | Garmin International | 2022-09-13T04:21:32Z | 33.9888 | 71.4546 | 392.0914 | 2022-09-13T05:09:14Z | 92 | Flag, Blue | 2022-09-13 | 42 | 69 | 1.2471 | 0.63142
130 | 46 | GPSMAP 78s | 1.1 | http://www.garmin.com | Garmin International | 2022-09-13T04:21:32Z | 33.9888 | 71.4546 | 392.0742 | 2022-09-13T05:09:16Z | 93 | Flag, Blue | 2022-09-13 | 42 | 69 | 1.2471 | 0.63142
131 | 47 | GPSMAP 78s | 1.1 | http://www.garmin.com | Garmin International | 2022-09-13T04:21:32Z | 33.9888 | 71.4546 | 392.0733 | 2022-09-13T05:09:19Z | 94 | Flag, Blue | 2022-09-13 | 42 | 69 | 1.2471 | 0.63142
132 | 48 | GPSMAP 78s | 1.1 | http://www.garmin.com | Garmin International | 2022-09-13T04:21:32Z | 33.9886 | 71.455 | 389.8338 | 2022-09-13T05:10:03Z | 95 | Flag, Blue | 2022-09-13 | 42 | 69 | 1.2471 | 0.63142
133 | 49 | GPSMAP 78s | 1.1 | http://www.garmin.com | Garmin International | 2022-09-13T04:21:32Z | 33.9884 | 71.4555 | 392.8807 | 2022-09-13T05:15:36Z | 96 | Flag, Blue | 2022-09-13 | 42 | 69 | 1.2471 | 0.63141
134 | 50 | GPSMAP 78s | 1.1 | http://www.garmin.com | Garmin International | 2022-09-13T04:21:32Z | 33.9889 | 71.4539 | 390.1772 | 2022-09-13T05:17:28Z | 97 | Flag, Blue | 2022-09-13 | 42 | 69 | 1.2471 | 0.63142
135 | 51 | GPSMAP 78s | 1.1 | http://www.garmin.com | Garmin International | 2022-09-13T04:21:32Z | 33.9886 | 71.4536 | 392.5975 | 2022-09-13T05:17:39Z | 98 | Flag, Blue | 2022-09-13 | 42 | 69 | 1.2471 | 0.63142
136 | 52 | GPSMAP 78s | 1.1 | http://www.garmin.com | Garmin International | 2022-09-13T04:21:32Z | 33.9884 | 71.4534 | 394.2113 | 2022-09-13T05:18:21Z | 99 | Flag, Blue | 2022-09-13 | 42 | 69 | 1.2471 | 0.63141
137 | 53 | GPSMAP 78s | 1.1 | http://www.garmin.com | Garmin International | 2022-09-13T04:21:32Z | 33.9884 | 71.4534 | 394.2081 | 2022-09-13T05:18:24Z | 100 | Flag, Blue | 2022-09-13 | 42 | 69 | 1.2471 | 0.63141
138 | 54 | GPSMAP 78s | 1.1 | http://www.garmin.com | Garmin International | 2022-09-13T04:21:32Z | 33.9884 | 71.4534 | 394.2031 | 2022-09-13T05:18:27Z | 101 | Flag, Blue | 2022-09-13 | 42 | 69 | 1.2471 | 0.63141
139 | 55 | GPSMAP 78s | 1.1 | http://www.garmin.com | Garmin International | 2022-09-13T04:21:32Z | 33.9882 | 71.4537 | 391.3326 | 2022-09-13T05:20:01Z | 102 | Flag, Blue | 2022-09-13 | 42 | 69 | 1.2471 | 0.63141
140 | 56 | GPSMAP 78s | 1.1 | http://www.garmin.com | Garmin International | 2022-09-13T04:21:32Z | 33.988 | 71.4541 | 391.2853 | 2022-09-13T05:20:51Z | 103 | Flag, Blue | 2022-09-13 | 42 | 69 | 1.2471 | 0.63141
141 | 57 | GPSMAP 78s | 1.1 | http://www.garmin.com | Garmin International | 2022-09-13T04:21:32Z | 33.9877 | 71.4545 | 391.1865 | 2022-09-13T05:21:45Z | 104 | Flag, Blue | 2022-09-13 | 42 | 69 | 1.2471 | 0.6314
142 | 58 | GPSMAP 78s | 1.1 | http://www.garmin.com | Garmin International | 2022-09-13T04:21:32Z | 33.9875 | 71.4549 | 390.2308 | 2022-09-13T05:22:49Z | 105 | Flag, Blue | 2022-09-13 | 42 | 69 | 1.2471 | 0.6314
143 | 59 | GPSMAP 78s | 1.1 | http://www.garmin.com | Garmin International | 2022-09-13T04:21:32Z | 33.988 | 71.4529 | 397.9341 | 2022-09-13T05:27:08Z | 106 | Flag, Blue | 2022-09-13 | 42 | 69 | 1.2471 | 0.63141
144 | 60 | GPSMAP 78s | 1.1 | http://www.garmin.com | Garmin International | 2022-09-13T04:21:32Z | 33.9881 | 71.4529 | 397.929 | 2022-09-13T05:27:10Z | 107 | Flag, Blue | 2022-09-13 | 42 | 69 | 1.2471 | 0.63141
145 | 61 | GPSMAP 78s | 1.1 | http://www.garmin.com | Garmin International | 2022-09-13T04:21:32Z | 33.9881 | 71.4529 | 397.9261 | 2022-09-13T05:27:13Z | 108 | Flag, Blue | 2022-09-13 | 42 | 69 | 1.2471 | 0.63141
146 | 62 | GPSMAP 78s | 1.1 | http://www.garmin.com | Garmin International | 2022-09-13T04:21:32Z | 33.9881 | 71.4531 | 394.6223 | 2022-09-13T05:30:02Z | 109 | Flag, Blue | 2022-09-13 | 42 | 69 | 1.2471 | 0.63141
147 | 63 | GPSMAP 78s | 1.1 | http://www.garmin.com | Garmin International | 2022-09-13T04:21:32Z | 33.9878 | 71.4534 | 395.2273 | 2022-09-13T05:32:04Z | 110 | Flag, Blue | 2022-09-13 | 42 | 69 | 1.2471 | 0.6314
148 | 64 | GPSMAP 78s | 1.1 | http://www.garmin.com | Garmin International | 2022-09-13T04:21:32Z | 33.9876 | 71.4538 | 394.2745 | 2022-09-13T05:40:40Z | 111 | Flag, Blue | 2022-09-13 | 42 | 69 | 1.2471 | 0.6314
149 | 65 | GPSMAP 78s | 1.1 | http://www.garmin.com | Garmin International | 2022-09-13T04:21:32Z | 33.9879 | 71.4527 | 401.0566 | 2022-09-13T05:58:29Z | 112 | Flag, Blue | 2022-09-13 | 42 | 69 | 1.2471 | 0.6314
150 | 66 | GPSMAP 78s | 1.1 | http://www.garmin.com | Garmin International | 2022-09-13T04:21:32Z | 33.9876 | 71.4529 | 399.9268 | 2022-09-13T05:59:34Z | 113 | Flag, Blue | 2022-09-13 | 42 | 69 | 1.2471 | 0.6314
151 | 67 | GPSMAP 78s | 1.1 | http://www.garmin.com | Garmin International | 2022-09-13T04:21:32Z | 33.9894 | 71.4538 | 394.359 | 2022-09-13T06:04:31Z | 114 | Flag, Blue | 2022-09-13 | 42 | 69 | 1.2471 | 0.63143
152 | 68 | GPSMAP 78s | 1.1 | http://www.garmin.com | Garmin International | 2022-09-13T04:21:32Z | 33.9894 | 71.4538 | 394.3491 | 2022-09-13T06:04:34Z | 115 | Flag, Blue | 2022-09-13 | 42 | 69 | 1.2471 | 0.63143
153 | 69 | GPSMAP 78s | 1.1 | http://www.garmin.com | Garmin International | 2022-09-13T04:21:32Z | 33.9894 | 71.4538 | 394.3392 | 2022-09-13T06:04:38Z | 116 | Flag, Blue | 2022-09-13 | 42 | 69 | 1.2471 | 0.63143
154 | 1 | GPSMAP 78s | 1.1 | http://www.garmin.com | Garmin International | 2022-09-14T04:31:41Z | 33.9914 | 71.4561 | 390.808 | 2022-09-14T04:31:41Z | 117 | Flag, Blue | 2022-09-14 | 42 | 69 | 1.2471 | 0.63148
155 | 2 | GPSMAP 78s | 1.1 | http://www.garmin.com | Garmin International | 2022-09-14T04:31:41Z | 33.9917 | 71.4564 | 391.7108 | 2022-09-14T04:32:57Z | 118 | Flag, Blue | 2022-09-14 | 42 | 69 | 1.2471 | 0.63148
156 | 3 | GPSMAP 78s | 1.1 | http://www.garmin.com | Garmin International | 2022-09-14T04:31:41Z | 33.9918 | 71.4564 | 391.9045 | 2022-09-14T04:33:42Z | 119 | Flag, Blue | 2022-09-14 | 42 | 69 | 1.2472 | 0.63149
157 | 4 | GPSMAP 78s | 1.1 | http://www.garmin.com | Garmin International | 2022-09-14T04:31:41Z | 33.9918 | 71.4565 | 391.9073 | 2022-09-14T04:33:45Z | 120 | Flag, Blue | 2022-09-14 | 42 | 69 | 1.2472 | 0.63149
158 | 5 | GPSMAP 78s | 1.1 | http://www.garmin.com | Garmin International | 2022-09-14T04:31:41Z | 33.992 | 71.4567 | 393.7975 | 2022-09-14T04:37:09Z | 121 | Flag, Blue | 2022-09-14 | 42 | 69 | 1.2472 | 0.63149
159 | 6 | GPSMAP 78s | 1.1 | http://www.garmin.com | Garmin International | 2022-09-14T04:31:41Z | 33.992 | 71.4568 | 392.8005 | 2022-09-14T04:38:51Z | 122 | Flag, Blue | 2022-09-14 | 42 | 69 | 1.2472 | 0.63149
160 | 7 | GPSMAP 78s | 1.1 | http://www.garmin.com | Garmin International | 2022-09-14T04:31:41Z | 33.992 | 71.4569 | 392.3273 | 2022-09-14T04:39:22Z | 123 | Flag, Blue | 2022-09-14 | 42 | 69 | 1.2472 | 0.63149
161 | 8 | GPSMAP 78s | 1.1 | http://www.garmin.com | Garmin International | 2022-09-14T04:31:41Z | 33.992 | 71.4568 | 392.3152 | 2022-09-14T04:39:27Z | 124 | Flag, Blue | 2022-09-14 | 42 | 69 | 1.2472 | 0.63149
162 | 9 | GPSMAP 78s | 1.1 | http://www.garmin.com | Garmin International | 2022-09-14T04:31:41Z | 33.992 | 71.4569 | 392.4475 | 2022-09-14T04:41:30Z | 125 | Flag, Blue | 2022-09-14 | 42 | 69 | 1.2472 | 0.63149
163 | 10 | GPSMAP 78s | 1.1 | http://www.garmin.com | Garmin International | 2022-09-14T04:31:41Z | 33.992 | 71.4569 | 392.4339 | 2022-09-14T04:41:35Z | 126 | Flag, Blue | 2022-09-14 | 42 | 69 | 1.2472 | 0.63149
164 | 11 | GPSMAP 78s | 1.1 | http://www.garmin.com | Garmin International | 2022-09-14T04:31:41Z | 33.9919 | 71.4572 | 388.5099 | 2022-09-14T04:44:17Z | 127 | Flag, Blue | 2022-09-14 | 42 | 69 | 1.2472 | 0.63149
165 | 12 | GPSMAP 78s | 1.1 | http://www.garmin.com | Garmin International | 2022-09-14T04:31:41Z | 33.9917 | 71.4577 | 389.8562 | 2022-09-14T04:45:42Z | 128 | Flag, Blue | 2022-09-14 | 42 | 69 | 1.2472 | 0.63148
166 | 13 | GPSMAP 78s | 1.1 | http://www.garmin.com | Garmin International | 2022-09-14T04:31:41Z | 33.9915 | 71.458 | 390.4355 | 2022-09-14T04:46:28Z | 129 | Flag, Blue | 2022-09-14 | 42 | 69 | 1.2472 | 0.63148
167 | 14 | GPSMAP 78s | 1.1 | http://www.garmin.com | Garmin International | 2022-09-14T04:31:41Z | 33.9913 | 71.4584 | 390.9309 | 2022-09-14T04:47:24Z | 130 | Flag, Blue | 2022-09-14 | 42 | 69 | 1.2472 | 0.63148
168 | 15 | GPSMAP 78s | 1.1 | http://www.garmin.com | Garmin International | 2022-09-14T04:31:41Z | 33.9912 | 71.4587 | 389.3055 | 2022-09-14T04:48:16Z | 131 | Flag, Blue | 2022-09-14 | 42 | 69 | 1.2472 | 0.63147
169 | 16 | GPSMAP 78s | 1.1 | http://www.garmin.com | Garmin International | 2022-09-14T04:31:41Z | 33.9912 | 71.4587 | 389.2979 | 2022-09-14T04:48:19Z | 132 | Flag, Blue | 2022-09-14 | 42 | 69 | 1.2472 | 0.63147
170 | 17 | GPSMAP 78s | 1.1 | http://www.garmin.com | Garmin International | 2022-09-14T04:31:41Z | 33.9912 | 71.4587 | 389.2883 | 2022-09-14T04:48:22Z | 133 | Flag, Blue | 2022-09-14 | 42 | 69 | 1.2472 | 0.63147
171 | 18 | GPSMAP 78s | 1.1 | http://www.garmin.com | Garmin International | 2022-09-14T04:31:41Z | 33.9911 | 71.4592 | 389.9958 | 2022-09-14T04:51:57Z | 134 | Flag, Blue | 2022-09-14 | 42 | 69 | 1.2472 | 0.63147
172 | 19 | GPSMAP 78s | 1.1 | http://www.garmin.com | Garmin International | 2022-09-14T04:31:41Z | 33.9909 | 71.4596 | 391.6444 | 2022-09-14T04:53:42Z | 135 | Flag, Blue | 2022-09-14 | 42 | 69 | 1.2472 | 0.63147
173 | 20 | GPSMAP 78s | 1.1 | http://www.garmin.com | Garmin International | 2022-09-14T04:31:41Z | 33.9908 | 71.4591 | 391.57 | 2022-09-14T04:55:37Z | 136 | Flag, Blue | 2022-09-14 | 42 | 69 | 1.2472 | 0.63146
174 | 21 | GPSMAP 78s | 1.1 | http://www.garmin.com | Garmin International | 2022-09-14T04:31:41Z | 33.9908 | 71.459 | 390.2011 | 2022-09-14T04:57:17Z | 137 | Flag, Blue | 2022-09-14 | 42 | 69 | 1.2472 | 0.63146
175 | 22 | GPSMAP 78s | 1.1 | http://www.garmin.com | Garmin International | 2022-09-14T04:31:41Z | 33.9908 | 71.459 | 390.1968 | 2022-09-14T04:57:20Z | 138 | Flag, Blue | 2022-09-14 | 42 | 69 | 1.2472 | 0.63146
176 | 23 | GPSMAP 78s | 1.1 | http://www.garmin.com | Garmin International | 2022-09-14T04:31:41Z | 33.9907 | 71.4601 | 388.7887 | 2022-09-14T05:09:35Z | 139 | Flag, Blue | 2022-09-14 | 42 | 69 | 1.2472 | 0.63146
177 | 24 | GPSMAP 78s | 1.1 | http://www.garmin.com | Garmin International | 2022-09-14T04:31:41Z | 33.9906 | 71.459 | 388.5708 | 2022-09-14T05:13:00Z | 140 | Flag, Blue | 2022-09-14 | 42 | 69 | 1.2472 | 0.63146
178 | 25 | GPSMAP 78s | 1.1 | http://www.garmin.com | Garmin International | 2022-09-14T04:31:41Z | 33.9905 | 71.4593 | 387.8003 | 2022-09-14T05:14:02Z | 141 | Flag, Blue | 2022-09-14 | 42 | 69 | 1.2472 | 0.63146
179 | 26 | GPSMAP 78s | 1.1 | http://www.garmin.com | Garmin International | 2022-09-14T04:31:41Z | 33.9904 | 71.4596 | 387.3659 | 2022-09-14T05:14:57Z | 142 | Flag, Blue | 2022-09-14 | 42 | 69 | 1.2472 | 0.63146
180 | 27 | GPSMAP 78s | 1.1 | http://www.garmin.com | Garmin International | 2022-09-14T04:31:41Z | 33.9902 | 71.4599 | 388.1523 | 2022-09-14T05:15:59Z | 143 | Flag, Blue | 2022-09-14 | 42 | 69 | 1.2472 | 0.63145
181 | 28 | GPSMAP 78s | 1.1 | http://www.garmin.com | Garmin International | 2022-09-14T04:31:41Z | 33.9905 | 71.4589 | 386.7361 | 2022-09-14T05:18:24Z | 144 | Flag, Blue | 2022-09-14 | 42 | 69 | 1.2472 | 0.63146
182 | 29 | GPSMAP 78s | 1.1 | http://www.garmin.com | Garmin International | 2022-09-14T04:31:41Z | 33.9904 | 71.4589 | 386.5292 | 2022-09-14T05:19:13Z | 145 | Flag, Blue | 2022-09-14 | 42 | 69 | 1.2472 | 0.63146
183 | 30 | GPSMAP 78s | 1.1 | http://www.garmin.com | Garmin International | 2022-09-14T04:31:41Z | 33.9904 | 71.4589 | 386.5067 | 2022-09-14T05:19:17Z | 146 | Flag, Blue | 2022-09-14 | 42 | 69 | 1.2472 | 0.63146
184 | 31 | GPSMAP 78s | 1.1 | http://www.garmin.com | Garmin International | 2022-09-14T04:31:41Z | 33.9902 | 71.4587 | 387.5229 | 2022-09-14T05:27:25Z | 147 | Flag, Blue | 2022-09-14 | 42 | 69 | 1.2472 | 0.63145
185 | 32 | GPSMAP 78s | 1.1 | http://www.garmin.com | Garmin International | 2022-09-14T04:31:41Z | 33.9899 | 71.4586 | 386.2207 | 2022-09-14T05:29:58Z | 148 | Flag, Blue | 2022-09-14 | 42 | 69 | 1.2472 | 0.63145
186 | 33 | GPSMAP 78s | 1.1 | http://www.garmin.com | Garmin International | 2022-09-14T04:31:41Z | 33.9898 | 71.4591 | 387.1679 | 2022-09-14T05:32:00Z | 149 | Flag, Blue | 2022-09-14 | 42 | 69 | 1.2472 | 0.63144
187 | 34 | GPSMAP 78s | 1.1 | http://www.garmin.com | Garmin International | 2022-09-14T04:31:41Z | 33.9897 | 71.4592 | 386.8684 | 2022-09-14T05:35:15Z | 150 | Flag, Blue | 2022-09-14 | 42 | 69 | 1.2472 | 0.63144
188 | 35 | GPSMAP 78s | 1.1 | http://www.garmin.com | Garmin International | 2022-09-14T04:31:41Z | 33.991 | 71.4561 | 385.2129 | 2022-09-14T05:44:58Z | 151 | Flag, Blue | 2022-09-14 | 42 | 69 | 1.2471 | 0.63147
189 | 36 | GPSMAP 78s | 1.1 | http://www.garmin.com | Garmin International | 2022-09-14T04:31:41Z | 33.9909 | 71.4564 | 385.4631 | 2022-09-14T05:46:25Z | 152 | Flag, Blue | 2022-09-14 | 42 | 69 | 1.2471 | 0.63147
190 | 37 | GPSMAP 78s | 1.1 | http://www.garmin.com | Garmin International | 2022-09-14T04:31:41Z | 33.9907 | 71.4569 | 386.1238 | 2022-09-14T05:47:44Z | 153 | Flag, Blue | 2022-09-14 | 42 | 69 | 1.2472 | 0.63146
191 | 38 | GPSMAP 78s | 1.1 | http://www.garmin.com | Garmin International | 2022-09-14T04:31:41Z | 33.9905 | 71.4573 | 386.8352 | 2022-09-14T05:51:05Z | 154 | Flag, Blue | 2022-09-14 | 42 | 69 | 1.2472 | 0.63146
192 | 39 | GPSMAP 78s | 1.1 | http://www.garmin.com | Garmin International | 2022-09-14T04:31:41Z | 33.9905 | 71.4573 | 387.4453 | 2022-09-14T05:52:01Z | 155 | Flag, Blue | 2022-09-14 | 42 | 69 | 1.2472 | 0.63146
193 | 40 | GPSMAP 78s | 1.1 | http://www.garmin.com | Garmin International | 2022-09-14T04:31:41Z | 33.9905 | 71.4573 | 387.4593 | 2022-09-14T05:52:05Z | 156 | Flag, Blue | 2022-09-14 | 42 | 69 | 1.2472 | 0.63146
194 | 41 | GPSMAP 78s | 1.1 | http://www.garmin.com | Garmin International | 2022-09-14T04:31:41Z | 33.9906 | 71.4572 | 389.6105 | 2022-09-14T06:01:50Z | 157 | Flag, Blue | 2022-09-14 | 42 | 69 | 1.2472 | 0.63146
195 | 42 | GPSMAP 78s | 1.1 | http://www.garmin.com | Garmin International | 2022-09-14T04:31:41Z | 33.9909 | 71.4574 | 387.8403 | 2022-09-14T06:03:38Z | 158 | Flag, Blue | 2022-09-14 | 42 | 69 | 1.2472 | 0.63147
196 | 43 | GPSMAP 78s | 1.1 | http://www.garmin.com | Garmin International | 2022-09-14T04:31:41Z | 33.9911 | 71.4571 | 387.7935 | 2022-09-14T06:05:32Z | 159 | Flag, Blue | 2022-09-14 | 42 | 69 | 1.2472 | 0.63147
197 | 44 | GPSMAP 78s | 1.1 | http://www.garmin.com | Garmin International | 2022-09-14T04:31:41Z | 33.9911 | 71.4568 | 387.5302 | 2022-09-14T06:06:42Z | 160 | Flag, Blue | 2022-09-14 | 42 | 69 | 1.2472 | 0.63147
198 | 45 | GPSMAP 78s | 1.1 | http://www.garmin.com | Garmin International | 2022-09-14T04:31:41Z | 33.991 | 71.4575 | 386.1766 | 2022-09-14T06:08:30Z | 161 | Flag, Blue | 2022-09-14 | 42 | 69 | 1.2472 | 0.63147
199 | 46 | GPSMAP 78s | 1.1 | http://www.garmin.com | Garmin International | 2022-09-14T04:31:41Z | 33.9914 | 71.4576 | 387.5379 | 2022-09-14T06:09:15Z | 162 | Flag, Blue | 2022-09-14 | 42 | 69 | 1.2472 | 0.63148
200 | 47 | GPSMAP 78s | 1.1 | http://www.garmin.com | Garmin International | 2022-09-14T04:31:41Z | 33.9903 | 71.4571 | 390.2249 | 2022-09-14T06:13:14Z | 163 | Flag, Blue | 2022-09-14 | 42 | 69 | 1.2472 | 0.63145
201 | 48 | GPSMAP 78s | 1.1 | http://www.garmin.com | Garmin International | 2022-09-14T04:31:41Z | 33.9901 | 71.4571 | 391.6336 | 2022-09-14T06:16:21Z | 164 | Flag, Blue | 2022-09-14 | 42 | 69 | 1.2472 | 0.63145
202 | 49 | GPSMAP 78s | 1.1 | http://www.garmin.com | Garmin International | 2022-09-14T04:31:41Z | 33.9898 | 71.4569 | 389.427 | 2022-09-14T06:19:56Z | 165 | Flag, Blue | 2022-09-14 | 42 | 69 | 1.2472 | 0.63144
203 | 50 | GPSMAP 78s | 1.1 | http://www.garmin.com | Garmin International | 2022-09-14T04:31:41Z | 33.9898 | 71.4569 | 389.4325 | 2022-09-14T06:19:59Z | 166 | Flag, Blue | 2022-09-14 | 42 | 69 | 1.2472 | 0.63144
204 | 51 | GPSMAP 78s | 1.1 | http://www.garmin.com | Garmin International | 2022-09-14T04:31:41Z | 33.9898 | 71.4569 | 389.4284 | 2022-09-14T06:20:01Z | 167 | Flag, Blue | 2022-09-14 | 42 | 69 | 1.2472 | 0.63144
205 | 52 | GPSMAP 78s | 1.1 | http://www.garmin.com | Garmin International | 2022-09-14T04:31:41Z | 33.99 | 71.4565 | 392.1006 | 2022-09-14T06:31:07Z | 168 | Flag, Blue | 2022-09-14 | 42 | 69 | 1.2472 | 0.63145
206 | 53 | GPSMAP 78s | 1.1 | http://www.garmin.com | Garmin International | 2022-09-14T04:31:41Z | 33.9902 | 71.4561 | 391.3687 | 2022-09-14T06:32:50Z | 169 | Flag, Blue | 2022-09-14 | 42 | 69 | 1.2471 | 0.63145
207 | 54 | GPSMAP 78s | 1.1 | http://www.garmin.com | Garmin International | 2022-09-14T04:31:41Z | 33.9904 | 71.4557 | 391.5811 | 2022-09-14T06:34:08Z | 170 | Flag, Blue | 2022-09-14 | 42 | 69 | 1.2471 | 0.63145
208 | 55 | GPSMAP 78s | 1.1 | http://www.garmin.com | Garmin International | 2022-09-14T04:31:41Z | 33.9894 | 71.4567 | 391.5135 | 2022-09-14T06:37:03Z | 171 | Flag, Blue | 2022-09-14 | 42 | 69 | 1.2472 | 0.63143
209 | 56 | GPSMAP 78s | 1.1 | http://www.garmin.com | Garmin International | 2022-09-14T04:31:41Z | 33.989 | 71.4565 | 393.8759 | 2022-09-14T06:39:01Z | 172 | Flag, Blue | 2022-09-14 | 42 | 69 | 1.2472 | 0.63143
210 | 57 | GPSMAP 78s | 1.1 | http://www.garmin.com | Garmin International | 2022-09-14T04:31:41Z | 33.989 | 71.4564 | 393.5905 | 2022-09-14T06:40:19Z | 173 | Flag, Blue | 2022-09-14 | 42 | 69 | 1.2472 | 0.63143
211 | 58 | GPSMAP 78s | 1.1 | http://www.garmin.com | Garmin International | 2022-09-14T04:31:41Z | 33.989 | 71.4564 | 393.5871 | 2022-09-14T06:40:22Z | 174 | Flag, Blue | 2022-09-14 | 42 | 69 | 1.2472 | 0.63143
212 | 59 | GPSMAP 78s | 1.1 | http://www.garmin.com | Garmin International | 2022-09-14T04:31:41Z | 33.9893 | 71.456 | 391.5455 | 2022-09-14T06:46:34Z | 175 | Flag, Blue | 2022-09-14 | 42 | 69 | 1.2471 | 0.63143
213 | 60 | GPSMAP 78s | 1.1 | http://www.garmin.com | Garmin International | 2022-09-14T04:31:41Z | 33.9895 | 71.4556 | 392.1957 | 2022-09-14T06:47:40Z | 176 | Flag, Blue | 2022-09-14 | 42 | 69 | 1.2471 | 0.63144
214 | 61 | GPSMAP 78s | 1.1 | http://www.garmin.com | Garmin International | 2022-09-14T04:31:41Z | 33.9897 | 71.4553 | 392.707 | 2022-09-14T06:48:32Z | 177 | Flag, Blue | 2022-09-14 | 42 | 69 | 1.2471 | 0.63144
215 | 62 | GPSMAP 78s | 1.1 | http://www.garmin.com | Garmin International | 2022-09-14T04:31:41Z | 33.9896 | 71.4563 | 389.2786 | 2022-09-14T06:51:00Z | 178 | Flag, Blue | 2022-09-14 | 42 | 69 | 1.2471 | 0.63144
216 | 63 | GPSMAP 78s | 1.1 | http://www.garmin.com | Garmin International | 2022-09-14T04:31:41Z | 33.989 | 71.4566 | 378.5202 | 2022-09-14T07:30:18Z | 179 | Flag, Blue | 2022-09-14 | 42 | 69 | 1.2472 | 0.63143
217 | 64 | GPSMAP 78s | 1.1 | http://www.garmin.com | Garmin International | 2022-09-14T04:31:41Z | 33.989 | 71.4566 | 379.638 | 2022-09-14T07:30:31Z | 180 | Flag, Blue | 2022-09-14 | 42 | 69 | 1.2472 | 0.63143
218 | 65 | GPSMAP 78s | 1.1 | http://www.garmin.com | Garmin International | 2022-09-14T04:31:41Z | 33.989 | 71.4566 | 379.6346 | 2022-09-14T07:30:34Z | 181 | Flag, Blue | 2022-09-14 | 42 | 69 | 1.2472 | 0.63143
219 | 66 | GPSMAP 78s | 1.1 | http://www.garmin.com | Garmin International | 2022-09-14T04:31:41Z | 33.9888 | 71.4571 | 380.3701 | 2022-09-14T07:35:42Z | 182 | Flag, Blue | 2022-09-14 | 42 | 69 | 1.2472 | 0.63142
220 | 67 | GPSMAP 78s | 1.1 | http://www.garmin.com | Garmin International | 2022-09-14T04:31:41Z | 33.9888 | 71.4571 | 381.6118 | 2022-09-14T07:35:51Z | 183 | Flag, Blue | 2022-09-14 | 42 | 69 | 1.2472 | 0.63142
221 | 68 | GPSMAP 78s | 1.1 | http://www.garmin.com | Garmin International | 2022-09-14T04:31:41Z | 33.9888 | 71.4571 | 381.6053 | 2022-09-14T07:35:54Z | 184 | Flag, Blue | 2022-09-14 | 42 | 69 | 1.2472 | 0.63142
222 | 1 | eTrex 10 | 1.1 | http://www.garmin.com | Garmin International | 2022-09-14T08:27:20Z | 33.9696 | 71.4734 | 393.3223 | 2022-09-14T08:27:19Z | 38 | Flag, Blue | 2022-09-14 | 42 | 69 | 1.2474 | 0.63102
223 | 2 | eTrex 10 | 1.1 | http://www.garmin.com | Garmin International | 2022-09-14T08:27:20Z | 33.9696 | 71.4734 | 394.9417 | 2022-09-14T08:28:55Z | 39 | Flag, Blue | 2022-09-14 | 42 | 69 | 1.2474 | 0.63102
224 | 3 | eTrex 10 | 1.1 | http://www.garmin.com | Garmin International | 2022-09-14T08:27:20Z | 33.9697 | 71.4736 | 392.0045 | 2022-09-14T08:29:34Z | 40 | Flag, Blue | 2022-09-14 | 42 | 69 | 1.2474 | 0.63102
225 | 4 | eTrex 10 | 1.1 | http://www.garmin.com | Garmin International | 2022-09-14T08:27:20Z | 33.9696 | 71.4739 | 394.5499 | 2022-09-14T08:30:57Z | 41 | Flag, Blue | 2022-09-14 | 42 | 69 | 1.2475 | 0.63102
226 | 5 | eTrex 10 | 1.1 | http://www.garmin.com | Garmin International | 2022-09-14T08:27:20Z | 33.9695 | 71.4731 | 395.7489 | 2022-09-14T08:33:20Z | 42 | Flag, Blue | 2022-09-14 | 42 | 69 | 1.2474 | 0.63102
227 | 6 | eTrex 10 | 1.1 | http://www.garmin.com | Garmin International | 2022-09-14T08:27:20Z | 33.9695 | 71.4725 | 397.1076 | 2022-09-14T08:34:59Z | 43 | Flag, Blue | 2022-09-14 | 42 | 69 | 1.2474 | 0.63102
228 | 7 | eTrex 10 | 1.1 | http://www.garmin.com | Garmin International | 2022-09-14T08:27:20Z | 33.9694 | 71.4721 | 390.8159 | 2022-09-14T08:36:20Z | 44 | Flag, Blue | 2022-09-14 | 42 | 69 | 1.2474 | 0.63101
229 | 8 | eTrex 10 | 1.1 | http://www.garmin.com | Garmin International | 2022-09-14T08:27:20Z | 33.9694 | 71.4721 | 391.801 | 2022-09-14T08:36:30Z | 45 | Flag, Blue | 2022-09-14 | 42 | 69 | 1.2474 | 0.63101
230 | 9 | eTrex 10 | 1.1 | http://www.garmin.com | Garmin International | 2022-09-14T08:27:20Z | 33.9694 | 71.4721 | 392.8887 | 2022-09-14T08:37:23Z | 46 | Flag, Blue | 2022-09-14 | 42 | 69 | 1.2474 | 0.63101
231 | 10 | eTrex 10 | 1.1 | http://www.garmin.com | Garmin International | 2022-09-14T08:27:20Z | 33.9694 | 71.4718 | 392.4709 | 2022-09-14T08:37:59Z | 47 | Flag, Blue | 2022-09-14 | 42 | 69 | 1.2474 | 0.63101
232 | 11 | eTrex 10 | 1.1 | http://www.garmin.com | Garmin International | 2022-09-14T08:27:20Z | 33.9691 | 71.4713 | 395.6667 | 2022-09-14T08:39:15Z | 48 | Flag, Blue | 2022-09-14 | 42 | 69 | 1.2474 | 0.63101
233 | 12 | eTrex 10 | 1.1 | http://www.garmin.com | Garmin International | 2022-09-14T08:27:20Z | 33.9688 | 71.4709 | 392.1675 | 2022-09-14T08:40:28Z | 49 | Flag, Blue | 2022-09-14 | 42 | 69 | 1.2474 | 0.631
234 | 13 | eTrex 10 | 1.1 | http://www.garmin.com | Garmin International | 2022-09-14T08:27:20Z | 33.9686 | 71.4705 | 396.2146 | 2022-09-14T08:40:59Z | 50 | Flag, Blue | 2022-09-14 | 42 | 69 | 1.2474 | 0.631
235 | 14 | eTrex 10 | 1.1 | http://www.garmin.com | Garmin International | 2022-09-14T08:27:20Z | 33.9686 | 71.4702 | 398.318 | 2022-09-14T08:45:23Z | 51 | Flag, Blue | 2022-09-14 | 42 | 69 | 1.2474 | 0.631
236 | 15 | eTrex 10 | 1.1 | http://www.garmin.com | Garmin International | 2022-09-14T08:27:20Z | 33.9683 | 71.4699 | 403.9031 | 2022-09-14T08:46:14Z | 52 | Flag, Blue | 2022-09-14 | 42 | 69 | 1.2474 | 0.63099
237 | 16 | eTrex 10 | 1.1 | http://www.garmin.com | Garmin International | 2022-09-14T08:27:20Z | 33.9667 | 71.4667 | 403.1039 | 2022-09-14T08:56:06Z | 53 | Flag, Blue | 2022-09-14 | 42 | 69 | 1.2473 | 0.63096
238 | 17 | eTrex 10 | 1.1 | http://www.garmin.com | Garmin International | 2022-09-14T08:27:20Z | 33.9688 | 71.4648 | 397.2858 | 2022-09-14T09:05:45Z | 54 | Flag, Blue | 2022-09-14 | 42 | 69 | 1.2473 | 0.631
239 | 18 | eTrex 10 | 1.1 | http://www.garmin.com | Garmin International | 2022-09-14T08:27:20Z | 33.9689 | 71.4653 | 397.6352 | 2022-09-14T09:06:34Z | 55 | Flag, Blue | 2022-09-14 | 42 | 69 | 1.2473 | 0.631
240 | 19 | eTrex 10 | 1.1 | http://www.garmin.com | Garmin International | 2022-09-14T08:27:20Z | 33.9689 | 71.4653 | 401.5367 | 2022-09-14T09:06:52Z | 56 | Flag, Blue | 2022-09-14 | 42 | 69 | 1.2473 | 0.631
241 | 20 | eTrex 10 | 1.1 | http://www.garmin.com | Garmin International | 2022-09-14T08:27:20Z | 33.9688 | 71.4654 | 401.2464 | 2022-09-14T09:06:53Z | 57 | Flag, Blue | 2022-09-14 | 42 | 69 | 1.2473 | 0.631
242 | 21 | eTrex 10 | 1.1 | http://www.garmin.com | Garmin International | 2022-09-14T08:27:20Z | 33.9688 | 71.4654 | 399.4883 | 2022-09-14T09:08:38Z | 58 | Flag, Blue | 2022-09-14 | 42 | 69 | 1.2473 | 0.631
243 | 22 | eTrex 10 | 1.1 | http://www.garmin.com | Garmin International | 2022-09-14T08:27:20Z | 33.9692 | 71.4653 | 402.4284 | 2022-09-14T09:10:06Z | 59 | Flag, Blue | 2022-09-14 | 42 | 69 | 1.2473 | 0.63101
244 | 23 | eTrex 10 | 1.1 | http://www.garmin.com | Garmin International | 2022-09-14T08:27:20Z | 33.9694 | 71.4652 | 400.0632 | 2022-09-14T09:10:46Z | 60 | Flag, Blue | 2022-09-14 | 42 | 69 | 1.2473 | 0.63101
245 | 24 | eTrex 10 | 1.1 | http://www.garmin.com | Garmin International | 2022-09-14T08:27:20Z | 33.9694 | 71.4656 | 395.148 | 2022-09-14T09:13:16Z | 61 | Flag, Blue | 2022-09-14 | 42 | 69 | 1.2473 | 0.63101
246 | 25 | eTrex 10 | 1.1 | http://www.garmin.com | Garmin International | 2022-09-14T08:27:20Z | 33.9697 | 71.4656 | 401.0659 | 2022-09-14T09:14:16Z | 62 | Flag, Blue | 2022-09-14 | 42 | 69 | 1.2473 | 0.63102
247 | 26 | eTrex 10 | 1.1 | http://www.garmin.com | Garmin International | 2022-09-14T08:27:20Z | 33.9698 | 71.4655 | 398.1196 | 2022-09-14T09:16:34Z | 63 | Flag, Blue | 2022-09-14 | 42 | 69 | 1.2473 | 0.63102
248 | 27 | eTrex 10 | 1.1 | http://www.garmin.com | Garmin International | 2022-09-14T08:27:20Z | 33.9699 | 71.4655 | 393.6967 | 2022-09-14T09:17:00Z | 64 | Flag, Blue | 2022-09-14 | 42 | 69 | 1.2473 | 0.63102
249 | 28 | eTrex 10 | 1.1 | http://www.garmin.com | Garmin International | 2022-09-14T08:27:20Z | 33.9702 | 71.4653 | 389.3241 | 2022-09-14T09:17:32Z | 65 | Flag, Blue | 2022-09-14 | 42 | 69 | 1.2473 | 0.63103
250 | 29 | eTrex 10 | 1.1 | http://www.garmin.com | Garmin International | 2022-09-14T08:27:20Z | 33.9704 | 71.4653 | 398.2892 | 2022-09-14T09:18:44Z | 66 | Flag, Blue | 2022-09-14 | 42 | 69 | 1.2473 | 0.63104
251 | 30 | eTrex 10 | 1.1 | http://www.garmin.com | Garmin International | 2022-09-14T08:27:20Z | 33.9706 | 71.4652 | 397.8871 | 2022-09-14T09:19:07Z | 67 | Flag, Blue | 2022-09-14 | 42 | 69 | 1.2473 | 0.63104
252 | 31 | eTrex 10 | 1.1 | http://www.garmin.com | Garmin International | 2022-09-14T08:27:20Z | 33.9693 | 71.4649 | 403.2814 | 2022-09-14T09:24:58Z | 68 | Flag, Blue | 2022-09-14 | 42 | 69 | 1.2473 | 0.63101
253 | 32 | eTrex 10 | 1.1 | http://www.garmin.com | Garmin International | 2022-09-14T08:27:20Z | 33.9695 | 71.4648 | 402.0873 | 2022-09-14T09:25:24Z | 69 | Flag, Blue | 2022-09-14 | 42 | 69 | 1.2473 | 0.63102
254 | 33 | eTrex 10 | 1.1 | http://www.garmin.com | Garmin International | 2022-09-14T08:27:20Z | 33.9694 | 71.4645 | 401.9962 | 2022-09-14T09:26:44Z | 70 | Flag, Blue | 2022-09-14 | 42 | 69 | 1.2473 | 0.63101
255 | 34 | eTrex 10 | 1.1 | http://www.garmin.com | Garmin International | 2022-09-14T08:27:20Z | 33.9699 | 71.4648 | 410.0558 | 2022-09-14T09:27:51Z | 71 | Flag, Blue | 2022-09-14 | 42 | 69 | 1.2473 | 0.63102
256 | 35 | eTrex 10 | 1.1 | http://www.garmin.com | Garmin International | 2022-09-14T08:27:20Z | 33.9703 | 71.4646 | 405.8659 | 2022-09-14T09:28:30Z | 72 | Flag, Blue | 2022-09-14 | 42 | 69 | 1.2473 | 0.63103
257 | 36 | eTrex 10 | 1.1 | http://www.garmin.com | Garmin International | 2022-09-14T08:27:20Z | 33.9706 | 71.4645 | 398.3662 | 2022-09-14T09:29:08Z | 73 | Flag, Blue | 2022-09-14 | 42 | 69 | 1.2473 | 0.63104
258 | 1 | GPSMAP 78s | 1.1 | http://www.garmin.com | Garmin International | 2022-09-15T04:49:37Z | 33.9886 | 71.4562 | 405.0065 | 2022-09-15T04:49:37Z | 185 | Flag, Blue | 2022-09-15 | 42 | 69 | 1.2471 | 0.63142
259 | 2 | GPSMAP 78s | 1.1 | http://www.garmin.com | Garmin International | 2022-09-15T04:49:37Z | 33.9886 | 71.4562 | 404.8377 | 2022-09-15T04:50:05Z | 186 | Flag, Blue | 2022-09-15 | 42 | 69 | 1.2471 | 0.63142
260 | 3 | GPSMAP 78s | 1.1 | http://www.garmin.com | Garmin International | 2022-09-15T04:49:37Z | 33.9886 | 71.4562 | 404.8059 | 2022-09-15T04:50:09Z | 187 | Flag, Blue | 2022-09-15 | 42 | 69 | 1.2471 | 0.63142
261 | 4 | GPSMAP 78s | 1.1 | http://www.garmin.com | Garmin International | 2022-09-15T04:49:37Z | 33.9888 | 71.4558 | 399.7276 | 2022-09-15T04:54:28Z | 188 | Flag, Blue | 2022-09-15 | 42 | 69 | 1.2471 | 0.63142
262 | 5 | GPSMAP 78s | 1.1 | http://www.garmin.com | Garmin International | 2022-09-15T04:49:37Z | 33.989 | 71.4554 | 400.4066 | 2022-09-15T04:55:42Z | 189 | Flag, Blue | 2022-09-15 | 42 | 69 | 1.2471 | 0.63143
263 | 6 | GPSMAP 78s | 1.1 | http://www.garmin.com | Garmin International | 2022-09-15T04:49:37Z | 33.9892 | 71.455 | 398.4986 | 2022-09-15T04:56:56Z | 190 | Flag, Blue | 2022-09-15 | 42 | 69 | 1.2471 | 0.63143
264 | 7 | GPSMAP 78s | 1.1 | http://www.garmin.com | Garmin International | 2022-09-15T04:49:37Z | 33.9896 | 71.4545 | 398.1227 | 2022-09-15T04:58:22Z | 191 | Flag, Blue | 2022-09-15 | 42 | 69 | 1.2471 | 0.63144
265 | 8 | GPSMAP 78s | 1.1 | http://www.garmin.com | Garmin International | 2022-09-15T04:49:37Z | 33.9883 | 71.4561 | 399.9322 | 2022-09-15T05:02:31Z | 192 | Flag, Blue | 2022-09-15 | 42 | 69 | 1.2471 | 0.63141
266 | 9 | GPSMAP 78s | 1.1 | http://www.garmin.com | Garmin International | 2022-09-15T04:49:37Z | 33.9883 | 71.4561 | 402.5208 | 2022-09-15T05:03:40Z | 193 | Flag, Blue | 2022-09-15 | 42 | 69 | 1.2471 | 0.63141
267 | 10 | GPSMAP 78s | 1.1 | http://www.garmin.com | Garmin International | 2022-09-15T04:49:37Z | 33.9883 | 71.456 | 402.5048 | 2022-09-15T05:03:44Z | 194 | Flag, Blue | 2022-09-15 | 42 | 69 | 1.2471 | 0.63141
268 | 11 | GPSMAP 78s | 1.1 | http://www.garmin.com | Garmin International | 2022-09-15T04:49:37Z | 33.9882 | 71.4559 | 401.5431 | 2022-09-15T05:05:24Z | 195 | Flag, Blue | 2022-09-15 | 42 | 69 | 1.2471 | 0.63141
269 | 12 | GPSMAP 78s | 1.1 | http://www.garmin.com | Garmin International | 2022-09-15T04:49:37Z | 33.988 | 71.4564 | 398.6109 | 2022-09-15T05:07:35Z | 196 | Flag, Blue | 2022-09-15 | 42 | 69 | 1.2471 | 0.63141
270 | 13 | GPSMAP 78s | 1.1 | http://www.garmin.com | Garmin International | 2022-09-15T04:49:37Z | 33.9878 | 71.4568 | 396.9009 | 2022-09-15T05:08:51Z | 197 | Flag, Blue | 2022-09-15 | 42 | 69 | 1.2472 | 0.6314
271 | 14 | GPSMAP 78s | 1.1 | http://www.garmin.com | Garmin International | 2022-09-15T04:49:37Z | 33.9877 | 71.4557 | 397.9827 | 2022-09-15T05:12:44Z | 198 | Flag, Blue | 2022-09-15 | 42 | 69 | 1.2471 | 0.6314
272 | 15 | GPSMAP 78s | 1.1 | http://www.garmin.com | Garmin International | 2022-09-15T04:49:37Z | 33.9878 | 71.4556 | 395.8788 | 2022-09-15T05:15:19Z | 199 | Flag, Blue | 2022-09-15 | 42 | 69 | 1.2471 | 0.6314
273 | 16 | GPSMAP 78s | 1.1 | http://www.garmin.com | Garmin International | 2022-09-15T04:49:37Z | 33.9878 | 71.4556 | 395.8965 | 2022-09-15T05:15:23Z | 200 | Flag, Blue | 2022-09-15 | 42 | 69 | 1.2471 | 0.6314
274 | 17 | GPSMAP 78s | 1.1 | http://www.garmin.com | Garmin International | 2022-09-15T04:49:37Z | 33.9884 | 71.4555 | 396.6863 | 2022-09-15T05:19:16Z | 201 | Flag, Blue | 2022-09-15 | 42 | 69 | 1.2471 | 0.63141
275 | 18 | GPSMAP 78s | 1.1 | http://www.garmin.com | Garmin International | 2022-09-15T04:49:37Z | 33.9886 | 71.4551 | 396.2437 | 2022-09-15T05:20:26Z | 202 | Flag, Blue | 2022-09-15 | 42 | 69 | 1.2471 | 0.63142
276 | 19 | GPSMAP 78s | 1.1 | http://www.garmin.com | Garmin International | 2022-09-15T04:49:37Z | 33.9888 | 71.4547 | 399.2548 | 2022-09-15T05:23:10Z | 203 | Flag, Blue | 2022-09-15 | 42 | 69 | 1.2471 | 0.63142
277 | 20 | GPSMAP 78s | 1.1 | http://www.garmin.com | Garmin International | 2022-09-15T04:49:37Z | 33.9876 | 71.4561 | 394.6191 | 2022-09-15T05:26:56Z | 204 | Flag, Blue | 2022-09-15 | 42 | 69 | 1.2471 | 0.6314
278 | 21 | GPSMAP 78s | 1.1 | http://www.garmin.com | Garmin International | 2022-09-15T04:49:37Z | 33.9874 | 71.4566 | 396.2728 | 2022-09-15T05:28:16Z | 205 | Flag, Blue | 2022-09-15 | 42 | 69 | 1.2472 | 0.63139
279 | 22 | GPSMAP 78s | 1.1 | http://www.garmin.com | Garmin International | 2022-09-15T04:49:37Z | 33.9872 | 71.4571 | 394.7324 | 2022-09-15T05:29:19Z | 206 | Flag, Blue | 2022-09-15 | 42 | 69 | 1.2472 | 0.63139
280 | 23 | GPSMAP 78s | 1.1 | http://www.garmin.com | Garmin International | 2022-09-15T04:49:37Z | 33.9879 | 71.4553 | 392.3611 | 2022-09-15T05:32:32Z | 207 | Flag, Blue | 2022-09-15 | 42 | 69 | 1.2471 | 0.6314
281 | 24 | GPSMAP 78s | 1.1 | http://www.garmin.com | Garmin International | 2022-09-15T04:49:37Z | 33.9882 | 71.4547 | 395.5988 | 2022-09-15T05:33:58Z | 208 | Flag, Blue | 2022-09-15 | 42 | 69 | 1.2471 | 0.63141
282 | 25 | GPSMAP 78s | 1.1 | http://www.garmin.com | Garmin International | 2022-09-15T04:49:37Z | 33.9885 | 71.4543 | 395.6701 | 2022-09-15T05:35:59Z | 209 | Flag, Blue | 2022-09-15 | 42 | 69 | 1.2471 | 0.63142
283 | 26 | GPSMAP 78s | 1.1 | http://www.garmin.com | Garmin International | 2022-09-15T04:49:37Z | 33.9887 | 71.454 | 395.9214 | 2022-09-15T05:37:02Z | 210 | Flag, Blue | 2022-09-15 | 42 | 69 | 1.2471 | 0.63142
284 | 27 | GPSMAP 78s | 1.1 | http://www.garmin.com | Garmin International | 2022-09-15T04:49:37Z | 33.9889 | 71.4538 | 395.0141 | 2022-09-15T05:38:15Z | 211 | Flag, Blue | 2022-09-15 | 42 | 69 | 1.2471 | 0.63142
285 | 28 | GPSMAP 78s | 1.1 | http://www.garmin.com | Garmin International | 2022-09-15T04:49:37Z | 33.9891 | 71.4544 | 391.6266 | 2022-09-15T05:41:11Z | 212 | Flag, Blue | 2022-09-15 | 42 | 69 | 1.2471 | 0.63143
286 | 29 | GPSMAP 78s | 1.1 | http://www.garmin.com | Garmin International | 2022-09-15T04:49:37Z | 33.9889 | 71.4546 | 392.8741 | 2022-09-15T05:44:19Z | 213 | Flag, Blue | 2022-09-15 | 42 | 69 | 1.2471 | 0.63142
287 | 30 | GPSMAP 78s | 1.1 | http://www.garmin.com | Garmin International | 2022-09-15T04:49:37Z | 33.9889 | 71.4547 | 394.2249 | 2022-09-15T05:44:27Z | 214 | Flag, Blue | 2022-09-15 | 42 | 69 | 1.2471 | 0.63142
288 | 31 | GPSMAP 78s | 1.1 | http://www.garmin.com | Garmin International | 2022-09-15T04:49:37Z | 33.9873 | 71.4555 | 398.0813 | 2022-09-15T05:53:58Z | 215 | Flag, Blue | 2022-09-15 | 42 | 69 | 1.2471 | 0.63139
289 | 32 | GPSMAP 78s | 1.1 | http://www.garmin.com | Garmin International | 2022-09-15T04:49:37Z | 33.9873 | 71.4554 | 399.5484 | 2022-09-15T05:54:15Z | 216 | Flag, Blue | 2022-09-15 | 42 | 69 | 1.2471 | 0.63139
290 | 33 | GPSMAP 78s | 1.1 | http://www.garmin.com | Garmin International | 2022-09-15T04:49:37Z | 33.9873 | 71.4554 | 399.5295 | 2022-09-15T05:54:21Z | 217 | Flag, Blue | 2022-09-15 | 42 | 69 | 1.2471 | 0.63139
291 | 34 | GPSMAP 78s | 1.1 | http://www.garmin.com | Garmin International | 2022-09-15T04:49:37Z | 33.9871 | 71.4559 | 396.571 | 2022-09-15T06:02:27Z | 218 | Flag, Blue | 2022-09-15 | 42 | 69 | 1.2471 | 0.63139
292 | 35 | GPSMAP 78s | 1.1 | http://www.garmin.com | Garmin International | 2022-09-15T04:49:37Z | 33.9871 | 71.4563 | 398.5929 | 2022-09-15T06:03:44Z | 219 | Flag, Blue | 2022-09-15 | 42 | 69 | 1.2471 | 0.63139
293 | 36 | GPSMAP 78s | 1.1 | http://www.garmin.com | Garmin International | 2022-09-15T04:49:37Z | 33.9868 | 71.4568 | 400.1479 | 2022-09-15T06:05:05Z | 220 | Flag, Blue | 2022-09-15 | 42 | 69 | 1.2472 | 0.63138
294 | 37 | GPSMAP 78s | 1.1 | http://www.garmin.com | Garmin International | 2022-09-15T04:49:37Z | 33.9869 | 71.4552 | 398.269 | 2022-09-15T06:08:50Z | 221 | Flag, Blue | 2022-09-15 | 42 | 69 | 1.2471 | 0.63138
295 | 38 | GPSMAP 78s | 1.1 | http://www.garmin.com | Garmin International | 2022-09-15T04:49:37Z | 33.9868 | 71.4552 | 399.5431 | 2022-09-15T06:09:45Z | 222 | Flag, Blue | 2022-09-15 | 42 | 69 | 1.2471 | 0.63138
296 | 39 | GPSMAP 78s | 1.1 | http://www.garmin.com | Garmin International | 2022-09-15T04:49:37Z | 33.9868 | 71.4551 | 399.5331 | 2022-09-15T06:09:48Z | 223 | Flag, Blue | 2022-09-15 | 42 | 69 | 1.2471 | 0.63138
297 | 40 | GPSMAP 78s | 1.1 | http://www.garmin.com | Garmin International | 2022-09-15T04:49:37Z | 33.9867 | 71.4556 | 395.3513 | 2022-09-15T06:14:22Z | 224 | Flag, Blue | 2022-09-15 | 42 | 69 | 1.2471 | 0.63138
298 | 41 | GPSMAP 78s | 1.1 | http://www.garmin.com | Garmin International | 2022-09-15T04:49:37Z | 33.9865 | 71.456 | 397.3832 | 2022-09-15T06:16:01Z | 225 | Flag, Blue | 2022-09-15 | 42 | 69 | 1.2471 | 0.63137
299 | 42 | GPSMAP 78s | 1.1 | http://www.garmin.com | Garmin International | 2022-09-15T04:49:37Z | 33.9863 | 71.4565 | 397.3453 | 2022-09-15T06:17:45Z | 226 | Flag, Blue | 2022-09-15 | 42 | 69 | 1.2472 | 0.63137
300 | 43 | GPSMAP 78s | 1.1 | http://www.garmin.com | Garmin International | 2022-09-15T04:49:37Z | 33.987 | 71.4548 | 397.8933 | 2022-09-15T06:21:52Z | 227 | Flag, Blue | 2022-09-15 | 42 | 69 | 1.2471 | 0.63139
301 | 44 | GPSMAP 78s | 1.1 | http://www.garmin.com | Garmin International | 2022-09-15T04:49:37Z | 33.9871 | 71.4548 | 398.4652 | 2022-09-15T06:22:42Z | 228 | Flag, Blue | 2022-09-15 | 42 | 69 | 1.2471 | 0.63139
302 | 45 | GPSMAP 78s | 1.1 | http://www.garmin.com | Garmin International | 2022-09-15T04:49:37Z | 33.987 | 71.4548 | 398.4468 | 2022-09-15T06:22:44Z | 229 | Flag, Blue | 2022-09-15 | 42 | 69 | 1.2471 | 0.63139
303 | 46 | GPSMAP 78s | 1.1 | http://www.garmin.com | Garmin International | 2022-09-15T04:49:37Z | 33.9873 | 71.4542 | 397.0665 | 2022-09-15T06:28:23Z | 230 | Flag, Blue | 2022-09-15 | 42 | 69 | 1.2471 | 0.63139
304 | 47 | GPSMAP 78s | 1.1 | http://www.garmin.com | Garmin International | 2022-09-15T04:49:37Z | 33.9875 | 71.4539 | 398.1113 | 2022-09-15T06:30:05Z | 231 | Flag, Blue | 2022-09-15 | 42 | 69 | 1.2471 | 0.63139
305 | 48 | GPSMAP 78s | 1.1 | http://www.garmin.com | Garmin International | 2022-09-15T04:49:37Z | 33.9878 | 71.4534 | 397.04 | 2022-09-15T06:31:23Z | 232 | Flag, Blue | 2022-09-15 | 42 | 69 | 1.2471 | 0.6314
306 | 49 | GPSMAP 78s | 1.1 | http://www.garmin.com | Garmin International | 2022-09-15T04:49:37Z | 33.9865 | 71.4549 | 396.8292 | 2022-09-15T06:38:02Z | 233 | Flag, Blue | 2022-09-15 | 42 | 69 | 1.2471 | 0.63137
307 | 50 | GPSMAP 78s | 1.1 | http://www.garmin.com | Garmin International | 2022-09-15T04:49:37Z | 33.9864 | 71.4549 | 397.2676 | 2022-09-15T06:40:29Z | 234 | Flag, Blue | 2022-09-15 | 42 | 69 | 1.2471 | 0.63137
308 | 51 | GPSMAP 78s | 1.1 | http://www.garmin.com | Garmin International | 2022-09-15T04:49:37Z | 33.9865 | 71.4545 | 399.1931 | 2022-09-15T06:42:51Z | 235 | Flag, Blue | 2022-09-15 | 42 | 69 | 1.2471 | 0.63137
309 | 52 | GPSMAP 78s | 1.1 | http://www.garmin.com | Garmin International | 2022-09-15T04:49:37Z | 33.9865 | 71.4545 | 399.1836 | 2022-09-15T06:42:54Z | 236 | Flag, Blue | 2022-09-15 | 42 | 69 | 1.2471 | 0.63137
310 | 53 | GPSMAP 78s | 1.1 | http://www.garmin.com | Garmin International | 2022-09-15T04:49:37Z | 33.9865 | 71.4545 | 399.1729 | 2022-09-15T06:42:57Z | 237 | Flag, Blue | 2022-09-15 | 42 | 69 | 1.2471 | 0.63137
311 | 54 | GPSMAP 78s | 1.1 | http://www.garmin.com | Garmin International | 2022-09-15T04:49:37Z | 33.9867 | 71.454 | 404.2564 | 2022-09-15T07:08:13Z | 238 | Flag, Blue | 2022-09-15 | 42 | 69 | 1.2471 | 0.63138
312 | 55 | GPSMAP 78s | 1.1 | http://www.garmin.com | Garmin International | 2022-09-15T04:49:37Z | 33.9862 | 71.4554 | 387.239 | 2022-09-15T07:13:03Z | 239 | Flag, Blue | 2022-09-15 | 42 | 69 | 1.2471 | 0.63137
313 | 56 | GPSMAP 78s | 1.1 | http://www.garmin.com | Garmin International | 2022-09-15T04:49:37Z | 33.987 | 71.4534 | 388.7281 | 2022-09-15T07:19:06Z | 240 | Flag, Blue | 2022-09-15 | 42 | 69 | 1.2471 | 0.63138
314 | 57 | GPSMAP 78s | 1.1 | http://www.garmin.com | Garmin International | 2022-09-15T04:49:37Z | 33.987 | 71.4534 | 388.7522 | 2022-09-15T07:19:08Z | 241 | Flag, Blue | 2022-09-15 | 42 | 69 | 1.2471 | 0.63138
315 | 58 | GPSMAP 78s | 1.1 | http://www.garmin.com | Garmin International | 2022-09-15T04:49:37Z | 33.987 | 71.4534 | 388.76 | 2022-09-15T07:19:11Z | 242 | Flag, Blue | 2022-09-15 | 42 | 69 | 1.2471 | 0.63138
316 | 59 | GPSMAP 78s | 1.1 | http://www.garmin.com | Garmin International | 2022-09-15T04:49:37Z | 33.9871 | 71.4531 | 389.8713 | 2022-09-15T07:25:02Z | 243 | Flag, Blue | 2022-09-15 | 42 | 69 | 1.2471 | 0.63139
317 | 60 | GPSMAP 78s | 1.1 | http://www.garmin.com | Garmin International | 2022-09-15T04:49:37Z | 33.9872 | 71.4527 | 389.3431 | 2022-09-15T07:27:31Z | 244 | Flag, Blue | 2022-09-15 | 42 | 69 | 1.2471 | 0.63139
318 | 61 | GPSMAP 78s | 1.1 | http://www.garmin.com | Garmin International | 2022-09-15T04:49:37Z | 33.9874 | 71.4524 | 390.1783 | 2022-09-15T07:28:24Z | 245 | Flag, Blue | 2022-09-15 | 42 | 69 | 1.2471 | 0.63139
319 | 62 | GPSMAP 78s | 1.1 | http://www.garmin.com | Garmin International | 2022-09-15T04:49:37Z | 33.9872 | 71.4522 | 390.089 | 2022-09-15T07:28:52Z | 246 | Flag, Blue | 2022-09-15 | 42 | 69 | 1.2471 | 0.63139
320 | 1 | GPSMAP 78s | 1.1 | http://www.garmin.com | Garmin International | 2022-09-16T02:58:53Z | 33.9859 | 71.4559 | 385.8855 | 2022-09-16T02:58:53Z | 247 | Flag, Blue | 2022-09-16 | 42 | 69 | 1.2471 | 0.63136
321 | 2 | GPSMAP 78s | 1.1 | http://www.garmin.com | Garmin International | 2022-09-16T02:58:53Z | 33.9859 | 71.4559 | 385.8811 | 2022-09-16T02:58:55Z | 248 | Flag, Blue | 2022-09-16 | 42 | 69 | 1.2471 | 0.63136
322 | 3 | GPSMAP 78s | 1.1 | http://www.garmin.com | Garmin International | 2022-09-16T02:58:53Z | 33.9859 | 71.4559 | 385.8929 | 2022-09-16T02:58:58Z | 249 | Flag, Blue | 2022-09-16 | 42 | 69 | 1.2471 | 0.63136
323 | 4 | GPSMAP 78s | 1.1 | http://www.garmin.com | Garmin International | 2022-09-16T02:58:53Z | 33.9859 | 71.4552 | 387.5892 | 2022-09-16T03:02:01Z | 250 | Flag, Blue | 2022-09-16 | 42 | 69 | 1.2471 | 0.63136
324 | 5 | GPSMAP 78s | 1.1 | http://www.garmin.com | Garmin International | 2022-09-16T02:58:53Z | 33.9855 | 71.4557 | 385.9423 | 2022-09-16T03:05:29Z | 251 | Flag, Blue | 2022-09-16 | 42 | 69 | 1.2471 | 0.63135
325 | 6 | GPSMAP 78s | 1.1 | http://www.garmin.com | Garmin International | 2022-09-16T02:58:53Z | 33.9853 | 71.4555 | 388.9114 | 2022-09-16T03:06:22Z | 252 | Flag, Blue | 2022-09-16 | 42 | 69 | 1.2471 | 0.63135
326 | 7 | GPSMAP 78s | 1.1 | http://www.garmin.com | Garmin International | 2022-09-16T02:58:53Z | 33.9859 | 71.4561 | 385.9453 | 2022-09-16T03:07:54Z | 253 | Flag, Blue | 2022-09-16 | 42 | 69 | 1.2471 | 0.63136
327 | 8 | GPSMAP 78s | 1.1 | http://www.garmin.com | Garmin International | 2022-09-16T02:58:53Z | 33.9857 | 71.4564 | 386.3483 | 2022-09-16T03:08:27Z | 254 | Flag, Blue | 2022-09-16 | 42 | 69 | 1.2471 | 0.63136
328 | 9 | GPSMAP 78s | 1.1 | http://www.garmin.com | Garmin International | 2022-09-16T02:58:53Z | 33.9856 | 71.4568 | 386.5851 | 2022-09-16T03:09:32Z | 255 | Flag, Blue | 2022-09-16 | 42 | 69 | 1.2472 | 0.63135
329 | 10 | GPSMAP 78s | 1.1 | http://www.garmin.com | Garmin International | 2022-09-16T02:58:53Z | 33.9856 | 71.4568 | 387.3164 | 2022-09-16T03:09:50Z | 256 | Flag, Blue | 2022-09-16 | 42 | 69 | 1.2472 | 0.63135
330 | 11 | GPSMAP 78s | 1.1 | http://www.garmin.com | Garmin International | 2022-09-16T02:58:53Z | 33.9856 | 71.4567 | 387.3135 | 2022-09-16T03:09:53Z | 257 | Flag, Blue | 2022-09-16 | 42 | 69 | 1.2472 | 0.63135
331 | 12 | GPSMAP 78s | 1.1 | http://www.garmin.com | Garmin International | 2022-09-16T02:58:53Z | 33.9853 | 71.4573 | 388.9027 | 2022-09-16T03:15:51Z | 258 | Flag, Blue | 2022-09-16 | 42 | 69 | 1.2472 | 0.63135
332 | 13 | GPSMAP 78s | 1.1 | http://www.garmin.com | Garmin International | 2022-09-16T02:58:53Z | 33.9849 | 71.4571 | 389.9715 | 2022-09-16T03:16:51Z | 259 | Flag, Blue | 2022-09-16 | 42 | 69 | 1.2472 | 0.63134
333 | 14 | GPSMAP 78s | 1.1 | http://www.garmin.com | Garmin International | 2022-09-16T02:58:53Z | 33.9851 | 71.4566 | 391.8398 | 2022-09-16T03:17:44Z | 260 | Flag, Blue | 2022-09-16 | 42 | 69 | 1.2472 | 0.63134
334 | 15 | GPSMAP 78s | 1.1 | http://www.garmin.com | Garmin International | 2022-09-16T02:58:53Z | 33.9852 | 71.4578 | 389.564 | 2022-09-16T03:21:30Z | 261 | Flag, Blue | 2022-09-16 | 42 | 69 | 1.2472 | 0.63135
335 | 16 | GPSMAP 78s | 1.1 | http://www.garmin.com | Garmin International | 2022-09-16T02:58:53Z | 33.9852 | 71.4578 | 389.5519 | 2022-09-16T03:21:33Z | 262 | Flag, Blue | 2022-09-16 | 42 | 69 | 1.2472 | 0.63135
336 | 17 | GPSMAP 78s | 1.1 | http://www.garmin.com | Garmin International | 2022-09-16T02:58:53Z | 33.9852 | 71.4578 | 389.5476 | 2022-09-16T03:21:36Z | 263 | Flag, Blue | 2022-09-16 | 42 | 69 | 1.2472 | 0.63135
337 | 18 | GPSMAP 78s | 1.1 | http://www.garmin.com | Garmin International | 2022-09-16T02:58:53Z | 33.985 | 71.4582 | 388.3737 | 2022-09-16T03:27:47Z | 264 | Flag, Blue | 2022-09-16 | 42 | 69 | 1.2472 | 0.63134
338 | 19 | GPSMAP 78s | 1.1 | http://www.garmin.com | Garmin International | 2022-09-16T02:58:53Z | 33.985 | 71.4582 | 388.6889 | 2022-09-16T03:28:08Z | 265 | Flag, Blue | 2022-09-16 | 42 | 69 | 1.2472 | 0.63134
339 | 20 | GPSMAP 78s | 1.1 | http://www.garmin.com | Garmin International | 2022-09-16T02:58:53Z | 33.985 | 71.4582 | 388.6911 | 2022-09-16T03:28:11Z | 266 | Flag, Blue | 2022-09-16 | 42 | 69 | 1.2472 | 0.63134
340 | 21 | GPSMAP 78s | 1.1 | http://www.garmin.com | Garmin International | 2022-09-16T02:58:53Z | 33.9848 | 71.4587 | 386.3833 | 2022-09-16T03:31:09Z | 267 | Flag, Blue | 2022-09-16 | 42 | 69 | 1.2472 | 0.63134
341 | 22 | GPSMAP 78s | 1.1 | http://www.garmin.com | Garmin International | 2022-09-16T02:58:53Z | 33.9852 | 71.4583 | 390.1374 | 2022-09-16T03:32:40Z | 268 | Flag, Blue | 2022-09-16 | 42 | 69 | 1.2472 | 0.63135
342 | 23 | GPSMAP 78s | 1.1 | http://www.garmin.com | Garmin International | 2022-09-16T02:58:53Z | 33.9846 | 71.458 | 390.5816 | 2022-09-16T03:36:53Z | 269 | Flag, Blue | 2022-09-16 | 42 | 69 | 1.2472 | 0.63133
343 | 24 | GPSMAP 78s | 1.1 | http://www.garmin.com | Garmin International | 2022-09-16T02:58:53Z | 33.9846 | 71.458 | 390.574 | 2022-09-16T03:36:56Z | 270 | Flag, Blue | 2022-09-16 | 42 | 69 | 1.2472 | 0.63133
344 | 25 | GPSMAP 78s | 1.1 | http://www.garmin.com | Garmin International | 2022-09-16T02:58:53Z | 33.9846 | 71.458 | 390.5771 | 2022-09-16T03:36:58Z | 271 | Flag, Blue | 2022-09-16 | 42 | 69 | 1.2472 | 0.63133
345 | 26 | GPSMAP 78s | 1.1 | http://www.garmin.com | Garmin International | 2022-09-16T02:58:53Z | 33.9845 | 71.4583 | 387.5035 | 2022-09-16T03:38:02Z | 272 | Flag, Blue | 2022-09-16 | 42 | 69 | 1.2472 | 0.63133
346 | 27 | GPSMAP 78s | 1.1 | http://www.garmin.com | Garmin International | 2022-09-16T02:58:53Z | 33.9843 | 71.4578 | 392.121 | 2022-09-16T03:42:18Z | 273 | Flag, Blue | 2022-09-16 | 42 | 69 | 1.2472 | 0.63133
347 | 28 | GPSMAP 78s | 1.1 | http://www.garmin.com | Garmin International | 2022-09-16T02:58:53Z | 33.9843 | 71.4578 | 391.8427 | 2022-09-16T03:42:38Z | 274 | Flag, Blue | 2022-09-16 | 42 | 69 | 1.2472 | 0.63133
348 | 29 | GPSMAP 78s | 1.1 | http://www.garmin.com | Garmin International | 2022-09-16T02:58:53Z | 33.9843 | 71.4578 | 391.8499 | 2022-09-16T03:42:41Z | 275 | Flag, Blue | 2022-09-16 | 42 | 69 | 1.2472 | 0.63133
349 | 30 | GPSMAP 78s | 1.1 | http://www.garmin.com | Garmin International | 2022-09-16T02:58:53Z | 33.9845 | 71.4575 | 393.0118 | 2022-09-16T03:43:42Z | 276 | Flag, Blue | 2022-09-16 | 42 | 69 | 1.2472 | 0.63133
350 | 31 | GPSMAP 78s | 1.1 | http://www.garmin.com | Garmin International | 2022-09-16T02:58:53Z | 33.9842 | 71.4573 | 390.8203 | 2022-09-16T03:44:20Z | 277 | Flag, Blue | 2022-09-16 | 42 | 69 | 1.2472 | 0.63133
351 | 32 | GPSMAP 78s | 1.1 | http://www.garmin.com | Garmin International | 2022-09-16T02:58:53Z | 33.984 | 71.4576 | 393.0037 | 2022-09-16T03:45:58Z | 278 | Flag, Blue | 2022-09-16 | 42 | 69 | 1.2472 | 0.63132
352 | 33 | GPSMAP 78s | 1.1 | http://www.garmin.com | Garmin International | 2022-09-16T02:58:53Z | 33.9861 | 71.4571 | 390.0084 | 2022-09-16T03:49:13Z | 279 | Flag, Blue | 2022-09-16 | 42 | 69 | 1.2472 | 0.63137
353 | 34 | GPSMAP 78s | 1.1 | http://www.garmin.com | Garmin International | 2022-09-16T02:58:53Z | 33.9864 | 71.4566 | 389.3261 | 2022-09-16T03:53:00Z | 280 | Flag, Blue | 2022-09-16 | 42 | 69 | 1.2472 | 0.63137
354 | 35 | GPSMAP 78s | 1.1 | http://www.garmin.com | Garmin International | 2022-09-16T02:58:53Z | 33.9859 | 71.4576 | 390.6522 | 2022-09-16T03:59:05Z | 281 | Flag, Blue | 2022-09-16 | 42 | 69 | 1.2472 | 0.63136
355 | 36 | GPSMAP 78s | 1.1 | http://www.garmin.com | Garmin International | 2022-09-16T02:58:53Z | 33.9862 | 71.4578 | 389.4241 | 2022-09-16T04:01:19Z | 282 | Flag, Blue | 2022-09-16 | 42 | 69 | 1.2472 | 0.63137
356 | 37 | GPSMAP 78s | 1.1 | http://www.garmin.com | Garmin International | 2022-09-16T02:58:53Z | 33.9862 | 71.4578 | 389.4085 | 2022-09-16T04:01:22Z | 283 | Flag, Blue | 2022-09-16 | 42 | 69 | 1.2472 | 0.63137
357 | 38 | GPSMAP 78s | 1.1 | http://www.garmin.com | Garmin International | 2022-09-16T02:58:53Z | 33.9862 | 71.4578 | 389.4297 | 2022-09-16T04:01:25Z | 284 | Flag, Blue | 2022-09-16 | 42 | 69 | 1.2472 | 0.63137
358 | 39 | GPSMAP 78s | 1.1 | http://www.garmin.com | Garmin International | 2022-09-16T02:58:53Z | 33.9866 | 71.4581 | 391.467 | 2022-09-16T04:02:24Z | 285 | Flag, Blue | 2022-09-16 | 42 | 69 | 1.2472 | 0.63138
359 | 40 | GPSMAP 78s | 1.1 | http://www.garmin.com | Garmin International | 2022-09-16T02:58:53Z | 33.987 | 71.4583 | 391.0186 | 2022-09-16T04:03:40Z | 286 | Flag, Blue | 2022-09-16 | 42 | 69 | 1.2472 | 0.63138
360 | 41 | GPSMAP 78s | 1.1 | http://www.garmin.com | Garmin International | 2022-09-16T02:58:53Z | 33.9857 | 71.458 | 389.6658 | 2022-09-16T04:08:12Z | 287 | Flag, Blue | 2022-09-16 | 42 | 69 | 1.2472 | 0.63136
361 | 42 | GPSMAP 78s | 1.1 | http://www.garmin.com | Garmin International | 2022-09-16T02:58:53Z | 33.9856 | 71.4582 | 388.2822 | 2022-09-16T04:10:28Z | 288 | Flag, Blue | 2022-09-16 | 42 | 69 | 1.2472 | 0.63136
362 | 43 | GPSMAP 78s | 1.1 | http://www.garmin.com | Garmin International | 2022-09-16T02:58:53Z | 33.9856 | 71.4583 | 389.3093 | 2022-09-16T04:11:34Z | 289 | Flag, Blue | 2022-09-16 | 42 | 69 | 1.2472 | 0.63135
363 | 44 | GPSMAP 78s | 1.1 | http://www.garmin.com | Garmin International | 2022-09-16T02:58:53Z | 33.9856 | 71.4583 | 390.2187 | 2022-09-16T04:12:03Z | 290 | Flag, Blue | 2022-09-16 | 42 | 69 | 1.2472 | 0.63136
364 | 45 | GPSMAP 78s | 1.1 | http://www.garmin.com | Garmin International | 2022-09-16T02:58:53Z | 33.9856 | 71.4584 | 390.2182 | 2022-09-16T04:12:05Z | 291 | Flag, Blue | 2022-09-16 | 42 | 69 | 1.2472 | 0.63136
365 | 46 | GPSMAP 78s | 1.1 | http://www.garmin.com | Garmin International | 2022-09-16T02:58:53Z | 33.9856 | 71.4584 | 390.2175 | 2022-09-16T04:12:08Z | 292 | Flag, Blue | 2022-09-16 | 42 | 69 | 1.2472 | 0.63136
366 | 47 | GPSMAP 78s | 1.1 | http://www.garmin.com | Garmin International | 2022-09-16T02:58:53Z | 33.9856 | 71.4584 | 390.217 | 2022-09-16T04:12:10Z | 293 | Flag, Blue | 2022-09-16 | 42 | 69 | 1.2472 | 0.63136
367 | 48 | GPSMAP 78s | 1.1 | http://www.garmin.com | Garmin International | 2022-09-16T02:58:53Z | 33.9856 | 71.4585 | 390.6356 | 2022-09-16T04:17:00Z | 294 | Flag, Blue | 2022-09-16 | 42 | 69 | 1.2472 | 0.63135
368 | 49 | GPSMAP 78s | 1.1 | http://www.garmin.com | Garmin International | 2022-09-16T02:58:53Z | 33.9857 | 71.4586 | 391.0558 | 2022-09-16T04:17:40Z | 295 | Flag, Blue | 2022-09-16 | 42 | 69 | 1.2472 | 0.63136
369 | 50 | GPSMAP 78s | 1.1 | http://www.garmin.com | Garmin International | 2022-09-16T02:58:53Z | 33.9861 | 71.4588 | 389.6044 | 2022-09-16T04:18:24Z | 296 | Flag, Blue | 2022-09-16 | 42 | 69 | 1.2472 | 0.63136
370 | 51 | GPSMAP 78s | 1.1 | http://www.garmin.com | Garmin International | 2022-09-16T02:58:53Z | 33.9859 | 71.4591 | 387.4082 | 2022-09-16T04:19:12Z | 297 | Flag, Blue | 2022-09-16 | 42 | 69 | 1.2472 | 0.63136
371 | 52 | GPSMAP 78s | 1.1 | http://www.garmin.com | Garmin International | 2022-09-16T02:58:53Z | 33.9854 | 71.4584 | 393.0013 | 2022-09-16T04:20:51Z | 298 | Flag, Blue | 2022-09-16 | 42 | 69 | 1.2472 | 0.63135
372 | 53 | GPSMAP 78s | 1.1 | http://www.garmin.com | Garmin International | 2022-09-16T02:58:53Z | 33.9853 | 71.4585 | 389.1931 | 2022-09-16T04:21:20Z | 299 | Flag, Blue | 2022-09-16 | 42 | 69 | 1.2472 | 0.63135
373 | 54 | GPSMAP 78s | 1.1 | http://www.garmin.com | Garmin International | 2022-09-16T02:58:53Z | 33.9852 | 71.4588 | 388.2379 | 2022-09-16T04:21:49Z | 300 | Flag, Blue | 2022-09-16 | 42 | 69 | 1.2472 | 0.63135
374 | 55 | GPSMAP 78s | 1.1 | http://www.garmin.com | Garmin International | 2022-09-16T02:58:53Z | 33.9859 | 71.4583 | 390.1201 | 2022-09-16T04:24:02Z | 301 | Flag, Blue | 2022-09-16 | 42 | 69 | 1.2472 | 0.63136
375 | 56 | GPSMAP 78s | 1.1 | http://www.garmin.com | Garmin International | 2022-09-16T02:58:53Z | 33.9859 | 71.4584 | 392.8537 | 2022-09-16T04:24:21Z | 302 | Flag, Blue | 2022-09-16 | 42 | 69 | 1.2472 | 0.63136
376 | 57 | GPSMAP 78s | 1.1 | http://www.garmin.com | Garmin International | 2022-09-16T02:58:53Z | 33.9859 | 71.4583 | 392.8482 | 2022-09-16T04:24:23Z | 303 | Flag, Blue | 2022-09-16 | 42 | 69 | 1.2472 | 0.63136
377 | 58 | GPSMAP 78s | 1.1 | http://www.garmin.com | Garmin International | 2022-09-16T02:58:53Z | 33.9862 | 71.4585 | 390.3324 | 2022-09-16T04:27:58Z | 304 | Flag, Blue | 2022-09-16 | 42 | 69 | 1.2472 | 0.63137
378 | 59 | GPSMAP 78s | 1.1 | http://www.garmin.com | Garmin International | 2022-09-16T02:58:53Z | 33.9865 | 71.4587 | 390.513 | 2022-09-16T04:28:54Z | 305 | Flag, Blue | 2022-09-16 | 42 | 69 | 1.2472 | 0.63137
379 | 60 | GPSMAP 78s | 1.1 | http://www.garmin.com | Garmin International | 2022-09-16T02:58:53Z | 33.9864 | 71.459 | 386.9438 | 2022-09-16T04:30:42Z | 306 | Flag, Blue | 2022-09-16 | 42 | 69 | 1.2472 | 0.63137
380 | 61 | GPSMAP 78s | 1.1 | http://www.garmin.com | Garmin International | 2022-09-16T02:58:53Z | 33.9868 | 71.4589 | 393.6112 | 2022-09-16T04:43:29Z | 307 | Flag, Blue | 2022-09-16 | 42 | 69 | 1.2472 | 0.63138
381 | 62 | GPSMAP 78s | 1.1 | http://www.garmin.com | Garmin International | 2022-09-16T02:58:53Z | 33.9867 | 71.4591 | 391.0416 | 2022-09-16T04:43:54Z | 308 | Flag, Blue | 2022-09-16 | 42 | 69 | 1.2472 | 0.63138
382 | 63 | GPSMAP 78s | 1.1 | http://www.garmin.com | Garmin International | 2022-09-16T02:58:53Z | 33.987 | 71.4591 | 395.1555 | 2022-09-16T04:46:13Z | 309 | Flag, Blue | 2022-09-16 | 42 | 69 | 1.2472 | 0.63138
383 | 64 | GPSMAP 78s | 1.1 | http://www.garmin.com | Garmin International | 2022-09-16T02:58:53Z | 33.987 | 71.4591 | 395.5056 | 2022-09-16T04:46:23Z | 310 | Flag, Blue | 2022-09-16 | 42 | 69 | 1.2472 | 0.63138
384 | 65 | GPSMAP 78s | 1.1 | http://www.garmin.com | Garmin International | 2022-09-16T02:58:53Z | 33.987 | 71.4591 | 395.5183 | 2022-09-16T04:46:26Z | 311 | Flag, Blue | 2022-09-16 | 42 | 69 | 1.2472 | 0.63138
385 | 66 | GPSMAP 78s | 1.1 | http://www.garmin.com | Garmin International | 2022-09-16T02:58:53Z | 33.9865 | 71.4573 | 398.5994 | 2022-09-16T04:51:20Z | 312 | Flag, Blue | 2022-09-16 | 42 | 69 | 1.2472 | 0.63137
386 | 67 | GPSMAP 78s | 1.1 | http://www.garmin.com | Garmin International | 2022-09-16T02:58:53Z | 33.9865 | 71.4573 | 398.5523 | 2022-09-16T04:51:23Z | 313 | Flag, Blue | 2022-09-16 | 42 | 69 | 1.2472 | 0.63137
387 | 68 | GPSMAP 78s | 1.1 | http://www.garmin.com | Garmin International | 2022-09-16T02:58:53Z | 33.9865 | 71.4573 | 398.5387 | 2022-09-16T04:51:25Z | 314 | Flag, Blue | 2022-09-16 | 42 | 69 | 1.2472 | 0.63137
388 | 69 | GPSMAP 78s | 1.1 | http://www.garmin.com | Garmin International | 2022-09-16T02:58:53Z | 33.9869 | 71.4575 | 395.8065 | 2022-09-16T04:56:23Z | 315 | Flag, Blue | 2022-09-16 | 42 | 69 | 1.2472 | 0.63138
389 | 70 | GPSMAP 78s | 1.1 | http://www.garmin.com | Garmin International | 2022-09-16T02:58:53Z | 33.9873 | 71.4577 | 399.0312 | 2022-09-16T05:00:00Z | 316 | Flag, Blue | 2022-09-16 | 42 | 69 | 1.2472 | 0.63139
390 | 71 | GPSMAP 78s | 1.1 | http://www.garmin.com | Garmin International | 2022-09-16T02:58:53Z | 33.9873 | 71.4578 | 399.0486 | 2022-09-16T05:00:05Z | 317 | Flag, Blue | 2022-09-16 | 42 | 69 | 1.2472 | 0.63139
391 | 72 | GPSMAP 78s | 1.1 | http://www.garmin.com | Garmin International | 2022-09-16T02:58:53Z | 33.9873 | 71.4578 | 399.0573 | 2022-09-16T05:00:08Z | 318 | Flag, Blue | 2022-09-16 | 42 | 69 | 1.2472 | 0.63139
392 | 73 | GPSMAP 78s | 1.1 | http://www.garmin.com | Garmin International | 2022-09-16T02:58:53Z | 33.9873 | 71.4572 | 397.7387 | 2022-09-16T05:07:03Z | 319 | Flag, Blue | 2022-09-16 | 42 | 69 | 1.2472 | 0.63139
393 | 74 | GPSMAP 78s | 1.1 | http://www.garmin.com | Garmin International | 2022-09-16T02:58:53Z | 33.9875 | 71.4573 | 398.8875 | 2022-09-16T05:07:49Z | 320 | Flag, Blue | 2022-09-16 | 42 | 69 | 1.2472 | 0.6314
394 | 75 | GPSMAP 78s | 1.1 | http://www.garmin.com | Garmin International | 2022-09-16T02:58:53Z | 33.9876 | 71.4573 | 398.8757 | 2022-09-16T05:07:51Z | 321 | Flag, Blue | 2022-09-16 | 42 | 69 | 1.2472 | 0.6314
395 | 76 | GPSMAP 78s | 1.1 | http://www.garmin.com | Garmin International | 2022-09-16T02:58:53Z | 33.9876 | 71.4573 | 398.8778 | 2022-09-16T05:07:54Z | 322 | Flag, Blue | 2022-09-16 | 42 | 69 | 1.2472 | 0.6314
396 | 77 | GPSMAP 78s | 1.1 | http://www.garmin.com | Garmin International | 2022-09-16T02:58:53Z | 33.988 | 71.4575 | 396.7886 | 2022-09-16T05:09:38Z | 323 | Flag, Blue | 2022-09-16 | 42 | 69 | 1.2472 | 0.6314
397 | 78 | GPSMAP 78s | 1.1 | http://www.garmin.com | Garmin International | 2022-09-16T02:58:53Z | 33.9881 | 71.4577 | 397.5398 | 2022-09-16T05:10:03Z | 324 | Flag, Blue | 2022-09-16 | 42 | 69 | 1.2472 | 0.63141
398 | 79 | GPSMAP 78s | 1.1 | http://www.garmin.com | Garmin International | 2022-09-16T02:58:53Z | 33.9884 | 71.4578 | 395.4391 | 2022-09-16T05:10:41Z | 325 | Flag, Blue | 2022-09-16 | 42 | 69 | 1.2472 | 0.63141
399 | 80 | GPSMAP 78s | 1.1 | http://www.garmin.com | Garmin International | 2022-09-16T02:58:53Z | 33.9876 | 71.458 | 398.2321 | 2022-09-16T05:16:06Z | 326 | Flag, Blue | 2022-09-16 | 42 | 69 | 1.2472 | 0.6314
400 | 81 | GPSMAP 78s | 1.1 | http://www.garmin.com | Garmin International | 2022-09-16T02:58:53Z | 33.9879 | 71.4582 | 398.3362 | 2022-09-16T05:17:18Z | 327 | Flag, Blue | 2022-09-16 | 42 | 69 | 1.2472 | 0.6314
401 | 82 | GPSMAP 78s | 1.1 | http://www.garmin.com | Garmin International | 2022-09-16T02:58:53Z | 33.9882 | 71.4584 | 396.037 | 2022-09-16T05:18:19Z | 328 | Flag, Blue | 2022-09-16 | 42 | 69 | 1.2472 | 0.63141
402 | 83 | GPSMAP 78s | 1.1 | http://www.garmin.com | Garmin International | 2022-09-16T02:58:53Z | 33.9886 | 71.4586 | 397.3076 | 2022-09-16T05:24:20Z | 329 | Flag, Blue | 2022-09-16 | 42 | 69 | 1.2472 | 0.63142
403 | 84 | GPSMAP 78s | 1.1 | http://www.garmin.com | Garmin International | 2022-09-16T02:58:53Z | 33.9886 | 71.4586 | 397.2933 | 2022-09-16T05:24:26Z | 330 | Flag, Blue | 2022-09-16 | 42 | 69 | 1.2472 | 0.63142
404 | 85 | GPSMAP 78s | 1.1 | http://www.garmin.com | Garmin International | 2022-09-16T02:58:53Z | 33.9886 | 71.4586 | 397.2859 | 2022-09-16T05:24:28Z | 331 | Flag, Blue | 2022-09-16 | 42 | 69 | 1.2472 | 0.63142
405 | 86 | GPSMAP 78s | 1.1 | http://www.garmin.com | Garmin International | 2022-09-16T02:58:53Z | 33.9888 | 71.4582 | 395.3618 | 2022-09-16T05:27:39Z | 332 | Flag, Blue | 2022-09-16 | 42 | 69 | 1.2472 | 0.63142
406 | 87 | GPSMAP 78s | 1.1 | http://www.garmin.com | Garmin International | 2022-09-16T02:58:53Z | 33.9891 | 71.4584 | 395.0947 | 2022-09-16T05:28:52Z | 333 | Flag, Blue | 2022-09-16 | 42 | 69 | 1.2472 | 0.63143
407 | 88 | GPSMAP 78s | 1.1 | http://www.garmin.com | Garmin International | 2022-09-16T02:58:53Z | 33.9891 | 71.4588 | 384.9573 | 2022-09-16T05:48:22Z | 334 | Flag, Blue | 2022-09-16 | 42 | 69 | 1.2472 | 0.63143
408 | 89 | GPSMAP 78s | 1.1 | http://www.garmin.com | Garmin International | 2022-09-16T02:58:53Z | 33.9893 | 71.459 | 384.18 | 2022-09-16T05:49:20Z | 335 | Flag, Blue | 2022-09-16 | 42 | 69 | 1.2472 | 0.63143
409 | 90 | GPSMAP 78s | 1.1 | http://www.garmin.com | Garmin International | 2022-09-16T02:58:53Z | 33.9904 | 71.4577 | 386.5771 | 2022-09-16T05:55:25Z | 336 | Flag, Blue | 2022-09-16 | 42 | 69 | 1.2472 | 0.63146
410 | 91 | GPSMAP 78s | 1.1 | http://www.garmin.com | Garmin International | 2022-09-16T02:58:53Z | 33.9904 | 71.4577 | 386.5852 | 2022-09-16T05:55:29Z | 337 | Flag, Blue | 2022-09-16 | 42 | 69 | 1.2472 | 0.63146
411 | 92 | GPSMAP 78s | 1.1 | http://www.garmin.com | Garmin International | 2022-09-16T02:58:53Z | 33.9904 | 71.4576 | 386.59 | 2022-09-16T05:55:32Z | 338 | Flag, Blue | 2022-09-16 | 42 | 69 | 1.2472 | 0.63146
412 | 93 | GPSMAP 78s | 1.1 | http://www.garmin.com | Garmin International | 2022-09-16T02:58:53Z | 33.9902 | 71.458 | 382.8405 | 2022-09-16T05:59:46Z | 339 | Flag, Blue | 2022-09-16 | 42 | 69 | 1.2472 | 0.63145
413 | 94 | GPSMAP 78s | 1.1 | http://www.garmin.com | Garmin International | 2022-09-16T02:58:53Z | 33.99 | 71.4587 | 385.7803 | 2022-09-16T06:02:31Z | 340 | Flag, Blue | 2022-09-16 | 42 | 69 | 1.2472 | 0.63145
414 | 95 | GPSMAP 78s | 1.1 | http://www.garmin.com | Garmin International | 2022-09-16T02:58:53Z | 33.9898 | 71.4591 | 387.5836 | 2022-09-16T06:04:13Z | 341 | Flag, Blue | 2022-09-16 | 42 | 69 | 1.2472 | 0.63144
415 | 96 | GPSMAP 78s | 1.1 | http://www.garmin.com | Garmin International | 2022-09-16T02:58:53Z | 33.9896 | 71.4592 | 389.3691 | 2022-09-16T06:07:59Z | 342 | Flag, Blue | 2022-09-16 | 42 | 69 | 1.2472 | 0.63144
416 | 97 | GPSMAP 78s | 1.1 | http://www.garmin.com | Garmin International | 2022-09-16T02:58:53Z | 33.9896 | 71.4592 | 389.3739 | 2022-09-16T06:08:02Z | 343 | Flag, Blue | 2022-09-16 | 42 | 69 | 1.2472 | 0.63144
417 | 98 | GPSMAP 78s | 1.1 | http://www.garmin.com | Garmin International | 2022-09-16T02:58:53Z | 33.9896 | 71.4592 | 389.3786 | 2022-09-16T06:08:05Z | 344 | Flag, Blue | 2022-09-16 | 42 | 69 | 1.2472 | 0.63144
418 | 99 | GPSMAP 78s | 1.1 | http://www.garmin.com | Garmin International | 2022-09-16T02:58:53Z | 33.9896 | 71.4595 | 386.7623 | 2022-09-16T06:09:01Z | 345 | Flag, Blue | 2022-09-16 | 42 | 69 | 1.2472 | 0.63144
419 | 100 | GPSMAP 78s | 1.1 | http://www.garmin.com | Garmin International | 2022-09-16T02:58:53Z | 33.9894 | 71.4598 | 389.9937 | 2022-09-16T06:09:55Z | 346 | Flag, Blue | 2022-09-16 | 42 | 69 | 1.2472 | 0.63144
420 | 101 | GPSMAP 78s | 1.1 | http://www.garmin.com | Garmin International | 2022-09-16T02:58:53Z | 33.9892 | 71.4597 | 390.377 | 2022-09-16T06:10:30Z | 347 | Flag, Blue | 2022-09-16 | 42 | 69 | 1.2472 | 0.63143
421 | 102 | GPSMAP 78s | 1.1 | http://www.garmin.com | Garmin International | 2022-09-16T02:58:53Z | 33.989 | 71.4596 | 374.7383 | 2022-09-16T06:13:14Z | 348 | Flag, Blue | 2022-09-16 | 42 | 69 | 1.2472 | 0.63143
422 | 103 | GPSMAP 78s | 1.1 | http://www.garmin.com | Garmin International | 2022-09-16T02:58:53Z | 33.9889 | 71.4595 | 375.6366 | 2022-09-16T06:13:52Z | 349 | Flag, Blue | 2022-09-16 | 42 | 69 | 1.2472 | 0.63143
423 | 104 | GPSMAP 78s | 1.1 | http://www.garmin.com | Garmin International | 2022-09-16T02:58:53Z | 33.9887 | 71.4595 | 375.3932 | 2022-09-16T06:14:36Z | 350 | Flag, Blue | 2022-09-16 | 42 | 69 | 1.2472 | 0.63142
424 | 105 | GPSMAP 78s | 1.1 | http://www.garmin.com | Garmin International | 2022-09-16T02:58:53Z | 33.9888 | 71.4595 | 376.0192 | 2022-09-16T06:15:11Z | 351 | Flag, Blue | 2022-09-16 | 42 | 69 | 1.2472 | 0.63142
425 | 106 | GPSMAP 78s | 1.1 | http://www.garmin.com | Garmin International | 2022-09-16T02:58:53Z | 33.9886 | 71.4593 | 377.3939 | 2022-09-16T06:15:49Z | 352 | Flag, Blue | 2022-09-16 | 42 | 69 | 1.2472 | 0.63142
426 | 107 | GPSMAP 78s | 1.1 | http://www.garmin.com | Garmin International | 2022-09-16T02:58:53Z | 33.9882 | 71.4591 | 376.1576 | 2022-09-16T06:16:41Z | 353 | Flag, Blue | 2022-09-16 | 42 | 69 | 1.2472 | 0.63141
427 | 108 | GPSMAP 78s | 1.1 | http://www.garmin.com | Garmin International | 2022-09-16T02:58:53Z | 33.9881 | 71.459 | 378.9308 | 2022-09-16T06:17:29Z | 354 | Flag, Blue | 2022-09-16 | 42 | 69 | 1.2472 | 0.63141
428 | 109 | GPSMAP 78s | 1.1 | http://www.garmin.com | Garmin International | 2022-09-16T02:58:53Z | 33.9882 | 71.4587 | 379.4152 | 2022-09-16T06:18:01Z | 355 | Flag, Blue | 2022-09-16 | 42 | 69 | 1.2472 | 0.63141
429 | 110 | GPSMAP 78s | 1.1 | http://www.garmin.com | Garmin International | 2022-09-16T02:58:53Z | 33.9879 | 71.4588 | 377.8567 | 2022-09-16T06:19:00Z | 356 | Flag, Blue | 2022-09-16 | 42 | 69 | 1.2472 | 0.6314
430 | 111 | GPSMAP 78s | 1.1 | http://www.garmin.com | Garmin International | 2022-09-16T02:58:53Z | 33.988 | 71.4586 | 379.6134 | 2022-09-16T06:19:54Z | 357 | Flag, Blue | 2022-09-16 | 42 | 69 | 1.2472 | 0.63141
431 | 112 | GPSMAP 78s | 1.1 | http://www.garmin.com | Garmin International | 2022-09-16T02:58:53Z | 33.9876 | 71.4587 | 379.5974 | 2022-09-16T06:20:56Z | 358 | Flag, Blue | 2022-09-16 | 42 | 69 | 1.2472 | 0.6314
432 | 113 | GPSMAP 78s | 1.1 | http://www.garmin.com | Garmin International | 2022-09-16T02:58:53Z | 33.9875 | 71.4583 | 383.2535 | 2022-09-16T06:29:25Z | 359 | Flag, Blue | 2022-09-16 | 42 | 69 | 1.2472 | 0.6314
433 | 114 | GPSMAP 78s | 1.1 | http://www.garmin.com | Garmin International | 2022-09-16T02:58:53Z | 33.9874 | 71.4586 | 382.8799 | 2022-09-16T06:30:39Z | 360 | Flag, Blue | 2022-09-16 | 42 | 69 | 1.2472 | 0.63139
434 | 115 | GPSMAP 78s | 1.1 | http://www.garmin.com | Garmin International | 2022-09-16T02:58:53Z | 33.9874 | 71.4586 | 382.8841 | 2022-09-16T06:30:41Z | 361 | Flag, Blue | 2022-09-16 | 42 | 69 | 1.2472 | 0.63139
435 | 116 | GPSMAP 78s | 1.1 | http://www.garmin.com | Garmin International | 2022-09-16T02:58:53Z | 33.9874 | 71.4586 | 382.89 | 2022-09-16T06:30:44Z | 362 | Flag, Blue | 2022-09-16 | 42 | 69 | 1.2472 | 0.63139
436 | 117 | GPSMAP 78s | 1.1 | http://www.garmin.com | Garmin International | 2022-09-16T02:58:53Z | 33.9873 | 71.4589 | 380.7641 | 2022-09-16T06:31:56Z | 363 | Flag, Blue | 2022-09-16 | 42 | 69 | 1.2472 | 0.63139
437 | 118 | GPSMAP 78s | 1.1 | http://www.garmin.com | Garmin International | 2022-09-16T02:58:53Z | 33.9875 | 71.459 | 386.6085 | 2022-09-16T06:40:34Z | 364 | Flag, Blue | 2022-09-16 | 42 | 69 | 1.2472 | 0.6314
438 | 119 | GPSMAP 78s | 1.1 | http://www.garmin.com | Garmin International | 2022-09-16T02:58:53Z | 33.987 | 71.4594 | 380.0423 | 2022-09-16T06:51:43Z | 365 | Flag, Blue | 2022-09-16 | 42 | 69 | 1.2472 | 0.63139
439 | 120 | GPSMAP 78s | 1.1 | http://www.garmin.com | Garmin International | 2022-09-16T02:58:53Z | 33.9874 | 71.4592 | 381.1093 | 2022-09-16T06:52:46Z | 366 | Flag, Blue | 2022-09-16 | 42 | 69 | 1.2472 | 0.63139
440 | 121 | GPSMAP 78s | 1.1 | http://www.garmin.com | Garmin International | 2022-09-16T02:58:53Z | 33.9876 | 71.4592 | 382.4826 | 2022-09-16T06:53:08Z | 367 | Flag, Blue | 2022-09-16 | 42 | 69 | 1.2472 | 0.6314
441 | 122 | GPSMAP 78s | 1.1 | http://www.garmin.com | Garmin International | 2022-09-16T02:58:53Z | 33.9879 | 71.4593 | 382.069 | 2022-09-16T06:53:30Z | 368 | Flag, Blue | 2022-09-16 | 42 | 69 | 1.2472 | 0.6314
442 | 123 | GPSMAP 78s | 1.1 | http://www.garmin.com | Garmin International | 2022-09-16T02:58:53Z | 33.9881 | 71.4594 | 382.8389 | 2022-09-16T06:53:44Z | 369 | Flag, Blue | 2022-09-16 | 42 | 69 | 1.2472 | 0.63141
443 | 124 | GPSMAP 78s | 1.1 | http://www.garmin.com | Garmin International | 2022-09-16T02:58:53Z | 33.9882 | 71.4594 | 382.9177 | 2022-09-16T06:53:55Z | 370 | Flag, Blue | 2022-09-16 | 42 | 69 | 1.2472 | 0.63141
444 | 125 | GPSMAP 78s | 1.1 | http://www.garmin.com | Garmin International | 2022-09-16T02:58:53Z | 33.9884 | 71.4594 | 382.7619 | 2022-09-16T06:54:06Z | 371 | Flag, Blue | 2022-09-16 | 42 | 69 | 1.2472 | 0.63141

## Hayatabad-XY
Location / Description | Latitude (°N) | Longitude (°E) | UTM Zone | Central Mer. | X (Easting) [m] | Y (Northing) [m] | Grid Ref (Zone + X/Y)
Peshawar / Khyber Pass (User Sample) | 33.9968 | 71.4401 | 42 | 69 | 725373.5002 | 3764486.0992 | UTM Zone 42N / 725,374E, 3,764,486N
Peshawar / Khyber Pass (User Sample) | 33.9967 | 71.4409 | 42 | 69 | 725443.0252 | 3764481.6522 | UTM Zone 42N / 725,443E, 3,764,482N
Peshawar / Khyber Pass (User Sample) | 33.9967 | 71.4416 | 42 | 69 | 725514.1947 | 3764478.0218 | UTM Zone 42N / 725,514E, 3,764,478N
Peshawar / Khyber Pass (User Sample) | 33.9967 | 71.4425 | 42 | 69 | 725595.9962 | 3764474.3125 | UTM Zone 42N / 725,596E, 3,764,474N
Peshawar / Khyber Pass (User Sample) | 33.9966 | 71.4429 | 42 | 69 | 725633.1001 | 3764472.756 | UTM Zone 42N / 725,633E, 3,764,473N
Peshawar / Khyber Pass (User Sample) | 33.9966 | 71.4433 | 42 | 69 | 725669.1957 | 3764470.8427 | UTM Zone 42N / 725,669E, 3,764,471N
Peshawar / Khyber Pass (User Sample) | 33.9962 | 71.4434 | 42 | 69 | 725678.3445 | 3764424.4497 | UTM Zone 42N / 725,678E, 3,764,424N
Peshawar / Khyber Pass (User Sample) | 33.9957 | 71.4434 | 42 | 69 | 725676.4106 | 3764366.0285 | UTM Zone 42N / 725,676E, 3,764,366N
Peshawar / Khyber Pass (User Sample) | 33.9957 | 71.4434 | 42 | 69 | 725677.6169 | 3764365.8354 | UTM Zone 42N / 725,678E, 3,764,366N
Peshawar / Khyber Pass (User Sample) | 33.9957 | 71.4434 | 42 | 69 | 725676.2944 | 3764367.0246 | UTM Zone 42N / 725,676E, 3,764,367N
Peshawar / Khyber Pass (User Sample) | 33.9954 | 71.4433 | 42 | 69 | 725674.8078 | 3764332.4746 | UTM Zone 42N / 725,675E, 3,764,332N
Peshawar / Khyber Pass (User Sample) | 33.9968 | 71.4401 | 42 | 69 | 725373.5002 | 3764486.0992 | UTM Zone 42N / 725,374E, 3,764,486N

## mdb_gps_points
ID | GPS_Num | X | Y | Remarks | Sub | Feeder | Field1 |  |  | G | G | D | D | M | M | Y | Y | G | P | S | From GPX | Surveyor Group Number
13862 | 1120922001 | 725374 | 3764486 |  |  |  |  | 120922 | 01 | 0 | 1 | 1 | 2 | 0 | 9 | 2 | 2 | 0 | 0 | 1 | Extracted from GPX file | From Data Entry
13863 | 1120922002 | 725443 | 3764482 |  |  |  |  | 120922 | 01 | 0 | 1 | 1 | 2 | 0 | 9 | 2 | 2 | 0 | 0 | 2
13864 | 1120922003 | 725514 | 3764478 |  |  |  |  | 120922 | 01 | 0 | 1 | 1 | 2 | 0 | 9 | 2 | 2 | 0 | 0 | 3
13865 | 1120922004 | 725596 | 3764474 |  |  |  |  | 120922 | 01 | 0 | 1 | 1 | 2 | 0 | 9 | 2 | 2 | 0 | 0 | 4
13866 | 1120922005 | 725633 | 3764473 |  |  |  |  | 120922 | 01 | 0 | 1 | 1 | 2 | 0 | 9 | 2 | 2 | 0 | 0 | 5
13867 | 1120922006 | 725669 | 3764471 |  |  |  |  | 120922 | 01 | 0 | 1 | 1 | 2 | 0 | 9 | 2 | 2 | 0 | 0 | 6
13868 | 1120922007 | 725678 | 3764424 |  |  |  |  | 120922 | 01 | 0 | 1 | 1 | 2 | 0 | 9 | 2 | 2 | 0 | 0 | 7
13869 | 1120922008 | 725676 | 3764366 |  |  |  |  | 120922 | 01 | 0 | 1 | 1 | 2 | 0 | 9 | 2 | 2 | 0 | 0 | 8
13870 | 1120922009 | 725678 | 3764366 |  |  |  |  | 120922 | 01 | 0 | 1 | 1 | 2 | 0 | 9 | 2 | 2 | 0 | 0 | 9
13871 | 1120922010 | 725676 | 3764367 |  |  |  |  | 120922 | 01 | 0 | 1 | 1 | 2 | 0 | 9 | 2 | 2 | 0 | 1 | 0
13872 | 1120922011 | 725675 | 3764332 |  |  |  |  | 120922 | 01 | 0 | 1 | 1 | 2 | 0 | 9 | 2 | 2 | 0 | 1 | 1
13873 | 1120922012 | 725725 | 3764340 |  |  |  |  | 120922 | 01 | 0 | 1 | 1 | 2 | 0 | 9 | 2 | 2 | 0 | 1 | 2
13874 | 1120922013 | 725741 | 3764380 |  |  |  |  | 120922 | 01 | 0 | 1 | 1 | 2 | 0 | 9 | 2 | 2 | 0 | 1 | 3
13875 | 1120922014 | 725741 | 3764421 |  |  |  |  | 120922 | 01 | 0 | 1 | 1 | 2 | 0 | 9 | 2 | 2 | 0 | 1 | 4
13876 | 1120922015 | 725743 | 3764456 |  |  |  |  | 120922 | 01 | 0 | 1 | 1 | 2 | 0 | 9 | 2 | 2 | 0 | 1 | 5
13877 | 1120922016 | 725770 | 3764466 |  |  |  |  | 120922 | 01 | 0 | 1 | 1 | 2 | 0 | 9 | 2 | 2 | 0 | 1 | 6
13878 | 1120922017 | 725830 | 3764468 |  |  |  |  | 120922 | 01 | 0 | 1 | 1 | 2 | 0 | 9 | 2 | 2 | 0 | 1 | 7
13879 | 1120922018 | 725906 | 3764466 |  |  |  |  | 120922 | 01 | 0 | 1 | 1 | 2 | 0 | 9 | 2 | 2 | 0 | 1 | 8
13880 | 1120922019 | 725983 | 3764466 |  |  |  |  | 120922 | 01 | 0 | 1 | 1 | 2 | 0 | 9 | 2 | 2 | 0 | 1 | 9
13881 | 1120922020 | 726062 | 3764459 |  |  |  |  | 120922 | 01 | 0 | 1 | 1 | 2 | 0 | 9 | 2 | 2 | 0 | 2 | 0
13882 | 1120922021 | 726139 | 3764459 |  |  |  |  | 120922 | 01 | 0 | 1 | 1 | 2 | 0 | 9 | 2 | 2 | 0 | 2 | 1
13883 | 1120922022 | 726220 | 3764456 |  |  |  |  | 120922 | 01 | 0 | 1 | 1 | 2 | 0 | 9 | 2 | 2 | 0 | 2 | 2
13884 | 1120922023 | 726302 | 3764450 |  |  |  |  | 120922 | 01 | 0 | 1 | 1 | 2 | 0 | 9 | 2 | 2 | 0 | 2 | 3
13885 | 1120922024 | 726302 | 3764450 |  |  |  |  | 120922 | 01 | 0 | 1 | 1 | 2 | 0 | 9 | 2 | 2 | 0 | 2 | 4
13886 | 1120922025 | 726302 | 3764450 |  |  |  |  | 120922 | 01 | 0 | 1 | 1 | 2 | 0 | 9 | 2 | 2 | 0 | 2 | 5
13887 | 1120922026 | 726381 | 3764444 |  |  |  |  | 120922 | 01 | 0 | 1 | 1 | 2 | 0 | 9 | 2 | 2 | 0 | 2 | 6
13888 | 1120922027 | 726441 | 3764436 |  |  |  |  | 120922 | 01 | 0 | 1 | 1 | 2 | 0 | 9 | 2 | 2 | 0 | 2 | 7
13889 | 1120922028 | 726505 | 3764439 |  |  |  |  | 120922 | 01 | 0 | 1 | 1 | 2 | 0 | 9 | 2 | 2 | 0 | 2 | 8
13890 | 1120922029 | 726545 | 3764438 |  |  |  |  | 120922 | 01 | 0 | 1 | 1 | 2 | 0 | 9 | 2 | 2 | 0 | 2 | 9
13891 | 1120922030 | 726614 | 3764431 |  |  |  |  | 120922 | 01 | 0 | 1 | 1 | 2 | 0 | 9 | 2 | 2 | 0 | 3 | 0
13892 | 1120922031 | 726700 | 3764434 |  |  |  |  | 120922 | 01 | 0 | 1 | 1 | 2 | 0 | 9 | 2 | 2 | 0 | 3 | 1
13893 | 1120922032 | 726781 | 3764429 |  |  |  |  | 120922 | 01 | 0 | 1 | 1 | 2 | 0 | 9 | 2 | 2 | 0 | 3 | 2
13894 | 1120922033 | 726857 | 3764422 |  |  |  |  | 120922 | 01 | 0 | 1 | 1 | 2 | 0 | 9 | 2 | 2 | 0 | 3 | 3
13895 | 1120922034 | 726914 | 3764409 |  |  |  |  | 120922 | 01 | 0 | 1 | 1 | 2 | 0 | 9 | 2 | 2 | 0 | 3 | 4
13896 | 1120922035 | 726960 | 3764409 |  |  |  |  | 120922 | 01 | 0 | 1 | 1 | 2 | 0 | 9 | 2 | 2 | 0 | 3 | 5
13897 | 1120922036 | 727048 | 3764370 |  |  |  |  | 120922 | 01 | 0 | 1 | 1 | 2 | 0 | 9 | 2 | 2 | 0 | 3 | 6
13898 | 1120922037 | 727018 | 3764314 |  |  |  |  | 120922 | 01 | 0 | 1 | 1 | 2 | 0 | 9 | 2 | 2 | 0 | 3 | 7
13899 | 1120922038 | 726991 | 3764269 |  |  |  |  | 120922 | 01 | 0 | 1 | 1 | 2 | 0 | 9 | 2 | 2 | 0 | 3 | 8
13900 | 1120922039 | 726968 | 3764218 |  |  |  |  | 120922 | 01 | 0 | 1 | 1 | 2 | 0 | 9 | 2 | 2 | 0 | 3 | 9
13901 | 1120922040 | 726942 | 3764167 |  |  |  |  | 120922 | 01 | 0 | 1 | 1 | 2 | 0 | 9 | 2 | 2 | 0 | 4 | 0
13902 | 1120922041 | 726916 | 3764112 |  |  |  |  | 120922 | 01 | 0 | 1 | 1 | 2 | 0 | 9 | 2 | 2 | 0 | 4 | 1
13903 | 1120922042 | 726895 | 3764062 |  |  |  |  | 120922 | 01 | 0 | 1 | 1 | 2 | 0 | 9 | 2 | 2 | 0 | 4 | 2
13904 | 1120922043 | 726877 | 3764021 |  |  |  |  | 120922 | 01 | 0 | 1 | 1 | 2 | 0 | 9 | 2 | 2 | 0 | 4 | 3
13905 | 1120922044 | 726855 | 3763980 |  |  |  |  | 120922 | 01 | 0 | 1 | 1 | 2 | 0 | 9 | 2 | 2 | 0 | 4 | 4
13906 | 1120922045 | 726837 | 3763948 |  |  |  |  | 120922 | 01 | 0 | 1 | 1 | 2 | 0 | 9 | 2 | 2 | 0 | 4 | 5
13907 | 1120922046 | 726812 | 3763903 |  |  |  |  | 120922 | 01 | 0 | 1 | 1 | 2 | 0 | 9 | 2 | 2 | 0 | 4 | 6
13908 | 1120922047 | 726844 | 3763884 |  |  |  |  | 120922 | 01 | 0 | 1 | 1 | 2 | 0 | 9 | 2 | 2 | 0 | 4 | 7
13909 | 1130922048 | 726636 | 3764484 |  |  |  |  | 130922 | 01 | 0 | 1 | 1 | 3 | 0 | 9 | 2 | 2 | 0 | 4 | 8
13910 | 1130922049 | 726643 | 3764518 |  |  |  |  | 130922 | 01 | 0 | 1 | 1 | 3 | 0 | 9 | 2 | 2 | 0 | 4 | 9
13911 | 1130922050 | 726645 | 3764517 |  |  |  |  | 130922 | 01 | 0 | 1 | 1 | 3 | 0 | 9 | 2 | 2 | 0 | 5 | 0
13912 | 1130922051 | 726646 | 3764518 |  |  |  |  | 130922 | 01 | 0 | 1 | 1 | 3 | 0 | 9 | 2 | 2 | 0 | 5 | 1
13913 | 1130922052 | 726666 | 3764552 |  |  |  |  | 130922 | 01 | 0 | 1 | 1 | 3 | 0 | 9 | 2 | 2 | 0 | 5 | 2
13914 | 1130922053 | 726667 | 3764553 |  |  |  |  | 130922 | 01 | 0 | 1 | 1 | 3 | 0 | 9 | 2 | 2 | 0 | 5 | 3
13915 | 1130922054 | 726667 | 3764552 |  |  |  |  | 130922 | 01 | 0 | 1 | 1 | 3 | 0 | 9 | 2 | 2 | 0 | 5 | 4
13916 | 1130922055 | 726668 | 3764552 |  |  |  |  | 130922 | 01 | 0 | 1 | 1 | 3 | 0 | 9 | 2 | 2 | 0 | 5 | 5
13917 | 1130922056 | 726669 | 3764553 |  |  |  |  | 130922 | 01 | 0 | 1 | 1 | 3 | 0 | 9 | 2 | 2 | 0 | 5 | 6
13918 | 1130922057 | 726868 | 3764462 |  |  |  |  | 130922 | 01 | 0 | 1 | 1 | 3 | 0 | 9 | 2 | 2 | 0 | 5 | 7
13919 | 1130922058 | 726869 | 3764462 |  |  |  |  | 130922 | 01 | 0 | 1 | 1 | 3 | 0 | 9 | 2 | 2 | 0 | 5 | 8
13920 | 1130922059 | 726869 | 3764462 |  |  |  |  | 130922 | 01 | 0 | 1 | 1 | 3 | 0 | 9 | 2 | 2 | 0 | 5 | 9
13921 | 1130922060 | 726959 | 3764105 |  |  |  |  | 130922 | 01 | 0 | 1 | 1 | 3 | 0 | 9 | 2 | 2 | 0 | 6 | 0
13922 | 1130922061 | 726987 | 3764104 |  |  |  |  | 130922 | 01 | 0 | 1 | 1 | 3 | 0 | 9 | 2 | 2 | 0 | 6 | 1
13923 | 1130922062 | 727025 | 3764097 |  |  |  |  | 130922 | 01 | 0 | 1 | 1 | 3 | 0 | 9 | 2 | 2 | 0 | 6 | 2
13924 | 1130922063 | 727025 | 3764095 |  |  |  |  | 130922 | 01 | 0 | 1 | 1 | 3 | 0 | 9 | 2 | 2 | 0 | 6 | 3
13925 | 1130922064 | 727025 | 3764094 |  |  |  |  | 130922 | 01 | 0 | 1 | 1 | 3 | 0 | 9 | 2 | 2 | 0 | 6 | 4
13926 | 1130922065 | 727028 | 3764186 |  |  |  |  | 130922 | 01 | 0 | 1 | 1 | 3 | 0 | 9 | 2 | 2 | 0 | 6 | 5
13927 | 1130922066 | 727045 | 3764222 |  |  |  |  | 130922 | 01 | 0 | 1 | 1 | 3 | 0 | 9 | 2 | 2 | 0 | 6 | 6
13928 | 1130922067 | 727062 | 3764258 |  |  |  |  | 130922 | 01 | 0 | 1 | 1 | 3 | 0 | 9 | 2 | 2 | 0 | 6 | 7
13929 | 1130922068 | 727079 | 3764303 |  |  |  |  | 130922 | 01 | 0 | 1 | 1 | 3 | 0 | 9 | 2 | 2 | 0 | 6 | 8
13930 | 1130922069 | 727079 | 3764302 |  |  |  |  | 130922 | 01 | 0 | 1 | 1 | 3 | 0 | 9 | 2 | 2 | 0 | 6 | 9
13931 | 1130922070 | 727080 | 3764302 |  |  |  |  | 130922 | 01 | 0 | 1 | 1 | 3 | 0 | 9 | 2 | 2 | 0 | 7 | 0
13932 | 1130922071 | 726816 | 3763849 |  |  |  |  | 130922 | 01 | 0 | 1 | 1 | 3 | 0 | 9 | 2 | 2 | 0 | 7 | 1
13933 | 1130922072 | 726816 | 3763848 |  |  |  |  | 130922 | 01 | 0 | 1 | 1 | 3 | 0 | 9 | 2 | 2 | 0 | 7 | 2
13934 | 1130922073 | 726816 | 3763847 |  |  |  |  | 130922 | 01 | 0 | 1 | 1 | 3 | 0 | 9 | 2 | 2 | 0 | 7 | 3
13935 | 1130922074 | 726791 | 3763823 |  |  |  |  | 130922 | 01 | 0 | 1 | 1 | 3 | 0 | 9 | 2 | 2 | 0 | 7 | 4
13936 | 1130922075 | 726791 | 3763823 |  |  |  |  | 130922 | 01 | 0 | 1 | 1 | 3 | 0 | 9 | 2 | 2 | 0 | 7 | 5
13937 | 1130922076 | 726840 | 3763839 |  |  |  |  | 130922 | 01 | 0 | 1 | 1 | 3 | 0 | 9 | 2 | 2 | 0 | 7 | 6
13938 | 1130922077 | 726878 | 3763821 |  |  |  |  | 130922 | 01 | 0 | 1 | 1 | 3 | 0 | 9 | 2 | 2 | 0 | 7 | 7
13939 | 1130922078 | 726910 | 3763802 |  |  |  |  | 130922 | 01 | 0 | 1 | 1 | 3 | 0 | 9 | 2 | 2 | 0 | 7 | 8
13940 | 1130922079 | 726778 | 3763793 |  |  |  |  | 130922 | 01 | 0 | 1 | 1 | 3 | 0 | 9 | 2 | 2 | 0 | 7 | 9
13941 | 1130922080 | 726775 | 3763794 |  |  |  |  | 130922 | 01 | 0 | 1 | 1 | 3 | 0 | 9 | 2 | 2 | 0 | 8 | 0
13942 | 1130922081 | 726775 | 3763794 |  |  |  |  | 130922 | 01 | 0 | 1 | 1 | 3 | 0 | 9 | 2 | 2 | 0 | 8 | 1
13943 | 1130922082 | 726791 | 3763818 |  |  |  |  | 130922 | 01 | 0 | 1 | 1 | 3 | 0 | 9 | 2 | 2 | 0 | 8 | 2
13944 | 1130922083 | 726762 | 3763789 |  |  |  |  | 130922 | 01 | 0 | 1 | 1 | 3 | 0 | 9 | 2 | 2 | 0 | 8 | 3
13945 | 1130922084 | 726800 | 3763762 |  |  |  |  | 130922 | 01 | 0 | 1 | 1 | 3 | 0 | 9 | 2 | 2 | 0 | 8 | 4
13946 | 1130922085 | 726840 | 3763747 |  |  |  |  | 130922 | 01 | 0 | 1 | 1 | 3 | 0 | 9 | 2 | 2 | 0 | 8 | 5
13947 | 1130922086 | 726752 | 3763763 |  |  |  |  | 130922 | 01 | 0 | 1 | 1 | 3 | 0 | 9 | 2 | 2 | 0 | 8 | 6
13948 | 1130922087 | 726750 | 3763763 |  |  |  |  | 130922 | 01 | 0 | 1 | 1 | 3 | 0 | 9 | 2 | 2 | 0 | 8 | 7
13949 | 1130922088 | 726749 | 3763763 |  |  |  |  | 130922 | 01 | 0 | 1 | 1 | 3 | 0 | 9 | 2 | 2 | 0 | 8 | 8
13950 | 1130922089 | 726719 | 3763717 |  |  |  |  | 130922 | 01 | 0 | 1 | 1 | 3 | 0 | 9 | 2 | 2 | 0 | 8 | 9
13951 | 1130922090 | 726689 | 3763674 |  |  |  |  | 130922 | 01 | 0 | 1 | 1 | 3 | 0 | 9 | 2 | 2 | 0 | 9 | 0
13952 | 1130922091 | 726709 | 3763660 |  |  |  |  | 130922 | 01 | 0 | 1 | 1 | 3 | 0 | 9 | 2 | 2 | 0 | 9 | 1
13953 | 1130922092 | 726737 | 3763631 |  |  |  |  | 130922 | 01 | 0 | 1 | 1 | 3 | 0 | 9 | 2 | 2 | 0 | 9 | 2
13954 | 1130922093 | 726737 | 3763632 |  |  |  |  | 130922 | 01 | 0 | 1 | 1 | 3 | 0 | 9 | 2 | 2 | 0 | 9 | 3
13955 | 1130922094 | 726737 | 3763632 |  |  |  |  | 130922 | 01 | 0 | 1 | 1 | 3 | 0 | 9 | 2 | 2 | 0 | 9 | 4
13956 | 1130922095 | 726775 | 3763605 |  |  |  |  | 130922 | 01 | 0 | 1 | 1 | 3 | 0 | 9 | 2 | 2 | 0 | 9 | 5
13957 | 1130922096 | 726819 | 3763583 |  |  |  |  | 130922 | 01 | 0 | 1 | 1 | 3 | 0 | 9 | 2 | 2 | 0 | 9 | 6
13958 | 1130922097 | 726664 | 3763638 |  |  |  |  | 130922 | 01 | 0 | 1 | 1 | 3 | 0 | 9 | 2 | 2 | 0 | 9 | 7
13959 | 1130922098 | 726642 | 3763609 |  |  |  |  | 130922 | 01 | 0 | 1 | 1 | 3 | 0 | 9 | 2 | 2 | 0 | 9 | 8
13960 | 1130922099 | 726624 | 3763583 |  |  |  |  | 130922 | 01 | 0 | 1 | 1 | 3 | 0 | 9 | 2 | 2 | 0 | 9 | 9
13961 | 1130922100 | 726625 | 3763583 |  |  |  |  | 130922 | 01 | 0 | 1 | 1 | 3 | 0 | 9 | 2 | 2 | 1 | 0 | 0
13962 | 1130922101 | 726626 | 3763582 |  |  |  |  | 130922 | 01 | 0 | 1 | 1 | 3 | 0 | 9 | 2 | 2 | 1 | 0 | 1
13963 | 1130922102 | 726650 | 3763565 |  |  |  |  | 130922 | 01 | 0 | 1 | 1 | 3 | 0 | 9 | 2 | 2 | 1 | 0 | 2
13964 | 1130922103 | 726685 | 3763539 |  |  |  |  | 130922 | 01 | 0 | 1 | 1 | 3 | 0 | 9 | 2 | 2 | 1 | 0 | 3
13965 | 1130922104 | 726727 | 3763513 |  |  |  |  | 130922 | 01 | 0 | 1 | 1 | 3 | 0 | 9 | 2 | 2 | 1 | 0 | 4
13966 | 1130922105 | 726767 | 3763487 |  |  |  |  | 130922 | 01 | 0 | 1 | 1 | 3 | 0 | 9 | 2 | 2 | 1 | 0 | 5
13967 | 1130922106 | 726581 | 3763543 |  |  |  |  | 130922 | 01 | 0 | 1 | 1 | 3 | 0 | 9 | 2 | 2 | 1 | 0 | 6
13968 | 1130922107 | 726580 | 3763544 |  |  |  |  | 130922 | 01 | 0 | 1 | 1 | 3 | 0 | 9 | 2 | 2 | 1 | 0 | 7
13969 | 1130922108 | 726581 | 3763545 |  |  |  |  | 130922 | 01 | 0 | 1 | 1 | 3 | 0 | 9 | 2 | 2 | 1 | 0 | 8
13970 | 1130922109 | 726596 | 3763547 |  |  |  |  | 130922 | 01 | 0 | 1 | 1 | 3 | 0 | 9 | 2 | 2 | 1 | 0 | 9
13971 | 1130922110 | 726626 | 3763518 |  |  |  |  | 130922 | 01 | 0 | 1 | 1 | 3 | 0 | 9 | 2 | 2 | 1 | 1 | 0
13972 | 1130922111 | 726660 | 3763495 |  |  |  |  | 130922 | 01 | 0 | 1 | 1 | 3 | 0 | 9 | 2 | 2 | 1 | 1 | 1
13973 | 1130922112 | 726565 | 3763522 |  |  |  |  | 130922 | 01 | 0 | 1 | 1 | 3 | 0 | 9 | 2 | 2 | 1 | 1 | 2
13974 | 1130922113 | 726579 | 3763489 |  |  |  |  | 130922 | 01 | 0 | 1 | 1 | 3 | 0 | 9 | 2 | 2 | 1 | 1 | 3
13975 | 1130922114 | 726654 | 3763691 |  |  |  |  | 130922 | 01 | 0 | 1 | 1 | 3 | 0 | 9 | 2 | 2 | 1 | 1 | 4
13976 | 1130922115 | 726654 | 3763691 |  |  |  |  | 130922 | 01 | 0 | 1 | 1 | 3 | 0 | 9 | 2 | 2 | 1 | 1 | 5
13977 | 1130922116 | 726655 | 3763691 |  |  |  |  | 130922 | 01 | 0 | 1 | 1 | 3 | 0 | 9 | 2 | 2 | 1 | 1 | 6
13978 | 1140922117 | 726867 | 3763925 |  |  |  |  | 140922 | 01 | 0 | 1 | 1 | 4 | 0 | 9 | 2 | 2 | 1 | 1 | 7
13979 | 1140922118 | 726891 | 3763959 |  |  |  |  | 140922 | 01 | 0 | 1 | 1 | 4 | 0 | 9 | 2 | 2 | 1 | 1 | 8
13980 | 1140922119 | 726895 | 3763965 |  |  |  |  | 140922 | 01 | 0 | 1 | 1 | 4 | 0 | 9 | 2 | 2 | 1 | 1 | 9
13981 | 1140922120 | 726896 | 3763965 |  |  |  |  | 140922 | 01 | 0 | 1 | 1 | 4 | 0 | 9 | 2 | 2 | 1 | 2 | 0
13982 | 1140922121 | 726916 | 3763986 |  |  |  |  | 140922 | 01 | 0 | 1 | 1 | 4 | 0 | 9 | 2 | 2 | 1 | 2 | 1
13983 | 1140922122 | 726929 | 3763988 |  |  |  |  | 140922 | 01 | 0 | 1 | 1 | 4 | 0 | 9 | 2 | 2 | 1 | 2 | 2
13984 | 1140922123 | 726932 | 3763990 |  |  |  |  | 140922 | 01 | 0 | 1 | 1 | 4 | 0 | 9 | 2 | 2 | 1 | 2 | 3
13985 | 1140922124 | 726932 | 3763990 |  |  |  |  | 140922 | 01 | 0 | 1 | 1 | 4 | 0 | 9 | 2 | 2 | 1 | 2 | 4
13986 | 1140922125 | 726933 | 3763992 |  |  |  |  | 140922 | 01 | 0 | 1 | 1 | 4 | 0 | 9 | 2 | 2 | 1 | 2 | 5
13987 | 1140922126 | 726934 | 3763990 |  |  |  |  | 140922 | 01 | 0 | 1 | 1 | 4 | 0 | 9 | 2 | 2 | 1 | 2 | 6
13988 | 1140922127 | 726964 | 3763978 |  |  |  |  | 140922 | 01 | 0 | 1 | 1 | 4 | 0 | 9 | 2 | 2 | 1 | 2 | 7
13989 | 1140922128 | 727014 | 3763955 |  |  |  |  | 140922 | 01 | 0 | 1 | 1 | 4 | 0 | 9 | 2 | 2 | 1 | 2 | 8
13990 | 1140922129 | 727044 | 3763936 |  |  |  |  | 140922 | 01 | 0 | 1 | 1 | 4 | 0 | 9 | 2 | 2 | 1 | 2 | 9
13991 | 1140922130 | 727073 | 3763921 |  |  |  |  | 140922 | 01 | 0 | 1 | 1 | 4 | 0 | 9 | 2 | 2 | 1 | 3 | 0
13992 | 1140922131 | 727107 | 3763904 |  |  |  |  | 140922 | 01 | 0 | 1 | 1 | 4 | 0 | 9 | 2 | 2 | 1 | 3 | 1
13993 | 1140922132 | 727108 | 3763904 |  |  |  |  | 140922 | 01 | 0 | 1 | 1 | 4 | 0 | 9 | 2 | 2 | 1 | 3 | 2
13994 | 1140922133 | 727109 | 3763903 |  |  |  |  | 140922 | 01 | 0 | 1 | 1 | 4 | 0 | 9 | 2 | 2 | 1 | 3 | 3
13995 | 1140922134 | 727148 | 3763891 |  |  |  |  | 140922 | 01 | 0 | 1 | 1 | 4 | 0 | 9 | 2 | 2 | 1 | 3 | 4
13996 | 1140922135 | 727188 | 3763873 |  |  |  |  | 140922 | 01 | 0 | 1 | 1 | 4 | 0 | 9 | 2 | 2 | 1 | 3 | 5
13997 | 1140922136 | 727140 | 3763857 |  |  |  |  | 140922 | 01 | 0 | 1 | 1 | 4 | 0 | 9 | 2 | 2 | 1 | 3 | 6
13998 | 1140922137 | 727136 | 3763862 |  |  |  |  | 140922 | 01 | 0 | 1 | 1 | 4 | 0 | 9 | 2 | 2 | 1 | 3 | 7
13999 | 1140922138 | 727137 | 3763862 |  |  |  |  | 140922 | 01 | 0 | 1 | 1 | 4 | 0 | 9 | 2 | 2 | 1 | 3 | 8
14000 | 1140922139 | 727235 | 3763853 |  |  |  |  | 140922 | 01 | 0 | 1 | 1 | 4 | 0 | 9 | 2 | 2 | 1 | 3 | 9
14001 | 1140922140 | 727133 | 3763844 |  |  |  |  | 140922 | 01 | 0 | 1 | 1 | 4 | 0 | 9 | 2 | 2 | 1 | 4 | 0
14002 | 1140922141 | 727164 | 3763827 |  |  |  |  | 140922 | 01 | 0 | 1 | 1 | 4 | 0 | 9 | 2 | 2 | 1 | 4 | 1
14003 | 1140922142 | 727190 | 3763817 |  |  |  |  | 140922 | 01 | 0 | 1 | 1 | 4 | 0 | 9 | 2 | 2 | 1 | 4 | 2
14004 | 1140922143 | 727217 | 3763802 |  |  |  |  | 140922 | 01 | 0 | 1 | 1 | 4 | 0 | 9 | 2 | 2 | 1 | 4 | 3
14005 | 1140922144 | 727125 | 3763826 |  |  |  |  | 140922 | 01 | 0 | 1 | 1 | 4 | 0 | 9 | 2 | 2 | 1 | 4 | 4
14006 | 1140922145 | 727125 | 3763822 |  |  |  |  | 140922 | 01 | 0 | 1 | 1 | 4 | 0 | 9 | 2 | 2 | 1 | 4 | 5
14007 | 1140922146 | 727125 | 3763822 |  |  |  |  | 140922 | 01 | 0 | 1 | 1 | 4 | 0 | 9 | 2 | 2 | 1 | 4 | 6
14008 | 1140922147 | 727111 | 3763790 |  |  |  |  | 140922 | 01 | 0 | 1 | 1 | 4 | 0 | 9 | 2 | 2 | 1 | 4 | 7
14009 | 1140922148 | 727097 | 3763766 |  |  |  |  | 140922 | 01 | 0 | 1 | 1 | 4 | 0 | 9 | 2 | 2 | 1 | 4 | 8
14010 | 1140922149 | 727143 | 3763746 |  |  |  |  | 140922 | 01 | 0 | 1 | 1 | 4 | 0 | 9 | 2 | 2 | 1 | 4 | 9
14011 | 1140922150 | 727159 | 3763740 |  |  |  |  | 140922 | 01 | 0 | 1 | 1 | 4 | 0 | 9 | 2 | 2 | 1 | 5 | 0
14012 | 1140922151 | 726867 | 3763876 |  |  |  |  | 140922 | 01 | 0 | 1 | 1 | 4 | 0 | 9 | 2 | 2 | 1 | 5 | 1
14013 | 1140922152 | 726890 | 3763862 |  |  |  |  | 140922 | 01 | 0 | 1 | 1 | 4 | 0 | 9 | 2 | 2 | 1 | 5 | 2
14014 | 1140922153 | 726936 | 3763849 |  |  |  |  | 140922 | 01 | 0 | 1 | 1 | 4 | 0 | 9 | 2 | 2 | 1 | 5 | 3
14015 | 1140922154 | 726975 | 3763821 |  |  |  |  | 140922 | 01 | 0 | 1 | 1 | 4 | 0 | 9 | 2 | 2 | 1 | 5 | 4
14016 | 1140922155 | 726978 | 3763825 |  |  |  |  | 140922 | 01 | 0 | 1 | 1 | 4 | 0 | 9 | 2 | 2 | 1 | 5 | 5
14017 | 1140922156 | 726978 | 3763825 |  |  |  |  | 140922 | 01 | 0 | 1 | 1 | 4 | 0 | 9 | 2 | 2 | 1 | 5 | 6
14018 | 1140922157 | 726972 | 3763840 |  |  |  |  | 140922 | 01 | 0 | 1 | 1 | 4 | 0 | 9 | 2 | 2 | 1 | 5 | 7
14019 | 1140922158 | 726983 | 3763870 |  |  |  |  | 140922 | 01 | 0 | 1 | 1 | 4 | 0 | 9 | 2 | 2 | 1 | 5 | 8
14020 | 1140922159 | 726958 | 3763887 |  |  |  |  | 140922 | 01 | 0 | 1 | 1 | 4 | 0 | 9 | 2 | 2 | 1 | 5 | 9
14021 | 1140922160 | 726935 | 3763893 |  |  |  |  | 140922 | 01 | 0 | 1 | 1 | 4 | 0 | 9 | 2 | 2 | 1 | 6 | 0
14022 | 1140922161 | 726993 | 3763884 |  |  |  |  | 140922 | 01 | 0 | 1 | 1 | 4 | 0 | 9 | 2 | 2 | 1 | 6 | 1
14023 | 1140922162 | 727004 | 3763920 |  |  |  |  | 140922 | 01 | 0 | 1 | 1 | 4 | 0 | 9 | 2 | 2 | 1 | 6 | 2
14024 | 1140922163 | 726962 | 3763798 |  |  |  |  | 140922 | 01 | 0 | 1 | 1 | 4 | 0 | 9 | 2 | 2 | 1 | 6 | 3
14025 | 1140922164 | 726959 | 3763778 |  |  |  |  | 140922 | 01 | 0 | 1 | 1 | 4 | 0 | 9 | 2 | 2 | 1 | 6 | 4
14026 | 1140922165 | 726942 | 3763746 |  |  |  |  | 140922 | 01 | 0 | 1 | 1 | 4 | 0 | 9 | 2 | 2 | 1 | 6 | 5
14027 | 1140922166 | 726942 | 3763746 |  |  |  |  | 140922 | 01 | 0 | 1 | 1 | 4 | 0 | 9 | 2 | 2 | 1 | 6 | 6
14028 | 1140922167 | 726941 | 3763745 |  |  |  |  | 140922 | 01 | 0 | 1 | 1 | 4 | 0 | 9 | 2 | 2 | 1 | 6 | 7
14029 | 1140922168 | 726906 | 3763767 |  |  |  |  | 140922 | 01 | 0 | 1 | 1 | 4 | 0 | 9 | 2 | 2 | 1 | 6 | 8
14030 | 1140922169 | 726864 | 3763786 |  |  |  |  | 140922 | 01 | 0 | 1 | 1 | 4 | 0 | 9 | 2 | 2 | 1 | 6 | 9
14031 | 1140922170 | 726829 | 3763805 |  |  |  |  | 140922 | 01 | 0 | 1 | 1 | 4 | 0 | 9 | 2 | 2 | 1 | 7 | 0
14032 | 1140922171 | 726925 | 3763701 |  |  |  |  | 140922 | 01 | 0 | 1 | 1 | 4 | 0 | 9 | 2 | 2 | 1 | 7 | 1
14033 | 1140922172 | 726907 | 3763662 |  |  |  |  | 140922 | 01 | 0 | 1 | 1 | 4 | 0 | 9 | 2 | 2 | 1 | 7 | 2
14034 | 1140922173 | 726902 | 3763660 |  |  |  |  | 140922 | 01 | 0 | 1 | 1 | 4 | 0 | 9 | 2 | 2 | 1 | 7 | 3
14035 | 1140922174 | 726903 | 3763661 |  |  |  |  | 140922 | 01 | 0 | 1 | 1 | 4 | 0 | 9 | 2 | 2 | 1 | 7 | 4
14036 | 1140922175 | 726862 | 3763685 |  |  |  |  | 140922 | 01 | 0 | 1 | 1 | 4 | 0 | 9 | 2 | 2 | 1 | 7 | 5
14037 | 1140922176 | 726826 | 3763706 |  |  |  |  | 140922 | 01 | 0 | 1 | 1 | 4 | 0 | 9 | 2 | 2 | 1 | 7 | 6
14038 | 1140922177 | 726797 | 3763731 |  |  |  |  | 140922 | 01 | 0 | 1 | 1 | 4 | 0 | 9 | 2 | 2 | 1 | 7 | 7
14039 | 1140922178 | 726886 | 3763727 |  |  |  |  | 140922 | 01 | 0 | 1 | 1 | 4 | 0 | 9 | 2 | 2 | 1 | 7 | 8
14040 | 1140922179 | 726916 | 3763659 |  |  |  |  | 140922 | 01 | 0 | 1 | 1 | 4 | 0 | 9 | 2 | 2 | 1 | 7 | 9
14041 | 1140922180 | 726916 | 3763662 |  |  |  |  | 140922 | 01 | 0 | 1 | 1 | 4 | 0 | 9 | 2 | 2 | 1 | 8 | 0
14042 | 1140922181 | 726917 | 3763662 |  |  |  |  | 140922 | 01 | 0 | 1 | 1 | 4 | 0 | 9 | 2 | 2 | 1 | 8 | 1
14043 | 1140922182 | 726960 | 3763640 |  |  |  |  | 140922 | 01 | 0 | 1 | 1 | 4 | 0 | 9 | 2 | 2 | 1 | 8 | 2
14044 | 1140922183 | 726962 | 3763641 |  |  |  |  | 140922 | 01 | 0 | 1 | 1 | 4 | 0 | 9 | 2 | 2 | 1 | 8 | 3
14045 | 1140922184 | 726960 | 3763641 |  |  |  |  | 140922 | 01 | 0 | 1 | 1 | 4 | 0 | 9 | 2 | 2 | 1 | 8 | 4
14046 | 1150922185 | 726881 | 3763615 |  |  |  |  | 150922 | 01 | 0 | 1 | 1 | 5 | 0 | 9 | 2 | 2 | 1 | 8 | 5
14047 | 1150922186 | 726881 | 3763614 |  |  |  |  | 150922 | 01 | 0 | 1 | 1 | 5 | 0 | 9 | 2 | 2 | 1 | 8 | 6
14048 | 1150922187 | 726880 | 3763612 |  |  |  |  | 150922 | 01 | 0 | 1 | 1 | 5 | 0 | 9 | 2 | 2 | 1 | 8 | 7
14049 | 1150922188 | 726842 | 3763631 |  |  |  |  | 150922 | 01 | 0 | 1 | 1 | 5 | 0 | 9 | 2 | 2 | 1 | 8 | 8
14050 | 1150922189 | 726810 | 3763651 |  |  |  |  | 150922 | 01 | 0 | 1 | 1 | 5 | 0 | 9 | 2 | 2 | 1 | 8 | 9
14051 | 1150922190 | 726769 | 3763681 |  |  |  |  | 150922 | 01 | 0 | 1 | 1 | 5 | 0 | 9 | 2 | 2 | 1 | 9 | 0
14052 | 1150922191 | 726723 | 3763715 |  |  |  |  | 150922 | 01 | 0 | 1 | 1 | 5 | 0 | 9 | 2 | 2 | 1 | 9 | 1
14053 | 1150922192 | 726869 | 3763582 |  |  |  |  | 150922 | 01 | 0 | 1 | 1 | 5 | 0 | 9 | 2 | 2 | 1 | 9 | 2
14054 | 1150922193 | 726869 | 3763581 |  |  |  |  | 150922 | 01 | 0 | 1 | 1 | 5 | 0 | 9 | 2 | 2 | 1 | 9 | 3
14055 | 1150922194 | 726867 | 3763579 |  |  |  |  | 150922 | 01 | 0 | 1 | 1 | 5 | 0 | 9 | 2 | 2 | 1 | 9 | 4
14056 | 1150922195 | 726859 | 3763564 |  |  |  |  | 150922 | 01 | 0 | 1 | 1 | 5 | 0 | 9 | 2 | 2 | 1 | 9 | 5
14057 | 1150922196 | 726901 | 3763546 |  |  |  |  | 150922 | 01 | 0 | 1 | 1 | 5 | 0 | 9 | 2 | 2 | 1 | 9 | 6
14058 | 1150922197 | 726941 | 3763527 |  |  |  |  | 150922 | 01 | 0 | 1 | 1 | 5 | 0 | 9 | 2 | 2 | 1 | 9 | 7
14059 | 1150922198 | 726837 | 3763515 |  |  |  |  | 150922 | 01 | 0 | 1 | 1 | 5 | 0 | 9 | 2 | 2 | 1 | 9 | 8
14060 | 1150922199 | 726830 | 3763526 |  |  |  |  | 150922 | 01 | 0 | 1 | 1 | 5 | 0 | 9 | 2 | 2 | 1 | 9 | 9
14061 | 1150922200 | 726829 | 3763526 |  |  |  |  | 150922 | 01 | 0 | 1 | 1 | 5 | 0 | 9 | 2 | 2 | 2 | 0 | 0
14062 | 1150922201 | 726820 | 3763583 |  |  |  |  | 150922 | 01 | 0 | 1 | 1 | 5 | 0 | 9 | 2 | 2 | 2 | 0 | 1
14063 | 1150922202 | 726782 | 3763604 |  |  |  |  | 150922 | 01 | 0 | 1 | 1 | 5 | 0 | 9 | 2 | 2 | 2 | 0 | 2
14064 | 1150922203 | 726739 | 3763631 |  |  |  |  | 150922 | 01 | 0 | 1 | 1 | 5 | 0 | 9 | 2 | 2 | 2 | 0 | 3
14065 | 1150922204 | 726879 | 3763501 |  |  |  |  | 150922 | 01 | 0 | 1 | 1 | 5 | 0 | 9 | 2 | 2 | 2 | 0 | 4
14066 | 1150922205 | 726921 | 3763483 |  |  |  |  | 150922 | 01 | 0 | 1 | 1 | 5 | 0 | 9 | 2 | 2 | 2 | 0 | 5
14067 | 1150922206 | 726965 | 3763461 |  |  |  |  | 150922 | 01 | 0 | 1 | 1 | 5 | 0 | 9 | 2 | 2 | 2 | 0 | 6
14068 | 1150922207 | 726796 | 3763537 |  |  |  |  | 150922 | 01 | 0 | 1 | 1 | 5 | 0 | 9 | 2 | 2 | 2 | 0 | 7
14069 | 1150922208 | 726748 | 3763559 |  |  |  |  | 150922 | 01 | 0 | 1 | 1 | 5 | 0 | 9 | 2 | 2 | 2 | 0 | 8
14070 | 1150922209 | 726702 | 3763602 |  |  |  |  | 150922 | 01 | 0 | 1 | 1 | 5 | 0 | 9 | 2 | 2 | 2 | 0 | 9
14071 | 1150922210 | 726679 | 3763621 |  |  |  |  | 150922 | 01 | 0 | 1 | 1 | 5 | 0 | 9 | 2 | 2 | 2 | 1 | 0
14072 | 1150922211 | 726663 | 3763640 |  |  |  |  | 150922 | 01 | 0 | 1 | 1 | 5 | 0 | 9 | 2 | 2 | 2 | 1 | 1
14073 | 1150922212 | 726710 | 3763663 |  |  |  |  | 150922 | 01 | 0 | 1 | 1 | 5 | 0 | 9 | 2 | 2 | 2 | 1 | 2
14074 | 1150922213 | 726737 | 3763642 |  |  |  |  | 150922 | 01 | 0 | 1 | 1 | 5 | 0 | 9 | 2 | 2 | 2 | 1 | 3
14075 | 1150922214 | 726737 | 3763644 |  |  |  |  | 150922 | 01 | 0 | 1 | 1 | 5 | 0 | 9 | 2 | 2 | 2 | 1 | 4
14076 | 1150922215 | 726817 | 3763469 |  |  |  |  | 150922 | 01 | 0 | 1 | 1 | 5 | 0 | 9 | 2 | 2 | 2 | 1 | 5
14077 | 1150922216 | 726815 | 3763464 |  |  |  |  | 150922 | 01 | 0 | 1 | 1 | 5 | 0 | 9 | 2 | 2 | 2 | 1 | 6
14078 | 1150922217 | 726814 | 3763464 |  |  |  |  | 150922 | 01 | 0 | 1 | 1 | 5 | 0 | 9 | 2 | 2 | 2 | 1 | 7
14079 | 1150922218 | 726858 | 3763449 |  |  |  |  | 150922 | 01 | 0 | 1 | 1 | 5 | 0 | 9 | 2 | 2 | 2 | 1 | 8
14080 | 1150922219 | 726899 | 3763441 |  |  |  |  | 150922 | 01 | 0 | 1 | 1 | 5 | 0 | 9 | 2 | 2 | 2 | 1 | 9
14081 | 1150922220 | 726941 | 3763415 |  |  |  |  | 150922 | 01 | 0 | 1 | 1 | 5 | 0 | 9 | 2 | 2 | 2 | 2 | 0
14082 | 1150922221 | 726792 | 3763415 |  |  |  |  | 150922 | 01 | 0 | 1 | 1 | 5 | 0 | 9 | 2 | 2 | 2 | 2 | 1
14083 | 1150922222 | 726789 | 3763414 |  |  |  |  | 150922 | 01 | 0 | 1 | 1 | 5 | 0 | 9 | 2 | 2 | 2 | 2 | 2
14084 | 1150922223 | 726789 | 3763413 |  |  |  |  | 150922 | 01 | 0 | 1 | 1 | 5 | 0 | 9 | 2 | 2 | 2 | 2 | 3
14085 | 1150922224 | 726831 | 3763398 |  |  |  |  | 150922 | 01 | 0 | 1 | 1 | 5 | 0 | 9 | 2 | 2 | 2 | 2 | 4
14086 | 1150922225 | 726873 | 3763383 |  |  |  |  | 150922 | 01 | 0 | 1 | 1 | 5 | 0 | 9 | 2 | 2 | 2 | 2 | 5
14087 | 1150922226 | 726913 | 3763361 |  |  |  |  | 150922 | 01 | 0 | 1 | 1 | 5 | 0 | 9 | 2 | 2 | 2 | 2 | 6
14088 | 1150922227 | 726755 | 3763436 |  |  |  |  | 150922 | 01 | 0 | 1 | 1 | 5 | 0 | 9 | 2 | 2 | 2 | 2 | 7
14089 | 1150922228 | 726752 | 3763437 |  |  |  |  | 150922 | 01 | 0 | 1 | 1 | 5 | 0 | 9 | 2 | 2 | 2 | 2 | 8
14090 | 1150922229 | 726754 | 3763436 |  |  |  |  | 150922 | 01 | 0 | 1 | 1 | 5 | 0 | 9 | 2 | 2 | 2 | 2 | 9
14091 | 1150922230 | 726704 | 3763461 |  |  |  |  | 150922 | 01 | 0 | 1 | 1 | 5 | 0 | 9 | 2 | 2 | 2 | 3 | 0
14092 | 1150922231 | 726668 | 3763484 |  |  |  |  | 150922 | 01 | 0 | 1 | 1 | 5 | 0 | 9 | 2 | 2 | 2 | 3 | 1
14093 | 1150922232 | 726627 | 3763516 |  |  |  |  | 150922 | 01 | 0 | 1 | 1 | 5 | 0 | 9 | 2 | 2 | 2 | 3 | 2
14094 | 1150922233 | 726767 | 3763377 |  |  |  |  | 150922 | 01 | 0 | 1 | 1 | 5 | 0 | 9 | 2 | 2 | 2 | 3 | 3
14095 | 1150922234 | 726765 | 3763361 |  |  |  |  | 150922 | 01 | 0 | 1 | 1 | 5 | 0 | 9 | 2 | 2 | 2 | 3 | 4
14096 | 1150922235 | 726727 | 3763377 |  |  |  |  | 150922 | 01 | 0 | 1 | 1 | 5 | 0 | 9 | 2 | 2 | 2 | 3 | 5
14097 | 1150922236 | 726727 | 3763378 |  |  |  |  | 150922 | 01 | 0 | 1 | 1 | 5 | 0 | 9 | 2 | 2 | 2 | 3 | 6
14098 | 1150922237 | 726725 | 3763378 |  |  |  |  | 150922 | 01 | 0 | 1 | 1 | 5 | 0 | 9 | 2 | 2 | 2 | 3 | 7
14099 | 1150922238 | 726682 | 3763397 |  |  |  |  | 150922 | 01 | 0 | 1 | 1 | 5 | 0 | 9 | 2 | 2 | 2 | 3 | 8
14100 | 1150922239 | 726811 | 3763338 |  |  |  |  | 150922 | 01 | 0 | 1 | 1 | 5 | 0 | 9 | 2 | 2 | 2 | 3 | 9
14101 | 1150922240 | 726631 | 3763427 |  |  |  |  | 150922 | 01 | 0 | 1 | 1 | 5 | 0 | 9 | 2 | 2 | 2 | 4 | 0
14102 | 1150922241 | 726630 | 3763427 |  |  |  |  | 150922 | 01 | 0 | 1 | 1 | 5 | 0 | 9 | 2 | 2 | 2 | 4 | 1
14103 | 1150922242 | 726629 | 3763428 |  |  |  |  | 150922 | 01 | 0 | 1 | 1 | 5 | 0 | 9 | 2 | 2 | 2 | 4 | 2
14104 | 1150922243 | 726597 | 3763437 |  |  |  |  | 150922 | 01 | 0 | 1 | 1 | 5 | 0 | 9 | 2 | 2 | 2 | 4 | 3
14105 | 1150922244 | 726566 | 3763453 |  |  |  |  | 150922 | 01 | 0 | 1 | 1 | 5 | 0 | 9 | 2 | 2 | 2 | 4 | 4
14106 | 1150922245 | 726534 | 3763467 |  |  |  |  | 150922 | 01 | 0 | 1 | 1 | 5 | 0 | 9 | 2 | 2 | 2 | 4 | 5
14107 | 1150922246 | 726514 | 3763450 |  |  |  |  | 150922 | 01 | 0 | 1 | 1 | 5 | 0 | 9 | 2 | 2 | 2 | 4 | 6
14108 | 1160922247 | 726862 | 3763313 |  |  |  |  | 160922 | 01 | 0 | 1 | 1 | 6 | 0 | 9 | 2 | 2 | 2 | 4 | 7
14109 | 1160922248 | 726861 | 3763314 |  |  |  |  | 160922 | 01 | 0 | 1 | 1 | 6 | 0 | 9 | 2 | 2 | 2 | 4 | 8
14110 | 1160922249 | 726860 | 3763314 |  |  |  |  | 160922 | 01 | 0 | 1 | 1 | 6 | 0 | 9 | 2 | 2 | 2 | 4 | 9
14111 | 1160922250 | 726798 | 3763313 |  |  |  |  | 160922 | 01 | 0 | 1 | 1 | 6 | 0 | 9 | 2 | 2 | 2 | 5 | 0
14112 | 1160922251 | 726840 | 3763265 |  |  |  |  | 160922 | 01 | 0 | 1 | 1 | 6 | 0 | 9 | 2 | 2 | 2 | 5 | 1
14113 | 1160922252 | 726828 | 3763238 |  |  |  |  | 160922 | 01 | 0 | 1 | 1 | 6 | 0 | 9 | 2 | 2 | 2 | 5 | 2
14114 | 1160922253 | 726879 | 3763307 |  |  |  |  | 160922 | 01 | 0 | 1 | 1 | 6 | 0 | 9 | 2 | 2 | 2 | 5 | 3
14115 | 1160922254 | 726907 | 3763294 |  |  |  |  | 160922 | 01 | 0 | 1 | 1 | 6 | 0 | 9 | 2 | 2 | 2 | 5 | 4
14116 | 1160922255 | 726941 | 3763279 |  |  |  |  | 160922 | 01 | 0 | 1 | 1 | 6 | 0 | 9 | 2 | 2 | 2 | 5 | 5
14117 | 1160922256 | 726942 | 3763279 |  |  |  |  | 160922 | 01 | 0 | 1 | 1 | 6 | 0 | 9 | 2 | 2 | 2 | 5 | 6
14118 | 1160922257 | 726940 | 3763279 |  |  |  |  | 160922 | 01 | 0 | 1 | 1 | 6 | 0 | 9 | 2 | 2 | 2 | 5 | 7
14119 | 1160922258 | 726994 | 3763250 |  |  |  |  | 160922 | 01 | 0 | 1 | 1 | 6 | 0 | 9 | 2 | 2 | 2 | 5 | 8
14120 | 1160922259 | 726973 | 3763206 |  |  |  |  | 160922 | 01 | 0 | 1 | 1 | 6 | 0 | 9 | 2 | 2 | 2 | 5 | 9
14121 | 1160922260 | 726930 | 3763223 |  |  |  |  | 160922 | 01 | 0 | 1 | 1 | 6 | 0 | 9 | 2 | 2 | 2 | 6 | 0
14122 | 1160922261 | 727035 | 3763233 |  |  |  |  | 160922 | 01 | 0 | 1 | 1 | 6 | 0 | 9 | 2 | 2 | 2 | 6 | 1
14123 | 1160922262 | 727035 | 3763233 |  |  |  |  | 160922 | 01 | 0 | 1 | 1 | 6 | 0 | 9 | 2 | 2 | 2 | 6 | 2
14124 | 1160922263 | 727036 | 3763234 |  |  |  |  | 160922 | 01 | 0 | 1 | 1 | 6 | 0 | 9 | 2 | 2 | 2 | 6 | 3
14125 | 1160922264 | 727074 | 3763215 |  |  |  |  | 160922 | 01 | 0 | 1 | 1 | 6 | 0 | 9 | 2 | 2 | 2 | 6 | 4
14126 | 1160922265 | 727075 | 3763215 |  |  |  |  | 160922 | 01 | 0 | 1 | 1 | 6 | 0 | 9 | 2 | 2 | 2 | 6 | 5
14127 | 1160922266 | 727073 | 3763216 |  |  |  |  | 160922 | 01 | 0 | 1 | 1 | 6 | 0 | 9 | 2 | 2 | 2 | 6 | 6
14128 | 1160922267 | 727123 | 3763192 |  |  |  |  | 160922 | 01 | 0 | 1 | 1 | 6 | 0 | 9 | 2 | 2 | 2 | 6 | 7
14129 | 1160922268 | 727089 | 3763240 |  |  |  |  | 160922 | 01 | 0 | 1 | 1 | 6 | 0 | 9 | 2 | 2 | 2 | 6 | 8
14130 | 1160922269 | 727058 | 3763176 |  |  |  |  | 160922 | 01 | 0 | 1 | 1 | 6 | 0 | 9 | 2 | 2 | 2 | 6 | 9
14131 | 1160922270 | 727058 | 3763176 |  |  |  |  | 160922 | 01 | 0 | 1 | 1 | 6 | 0 | 9 | 2 | 2 | 2 | 7 | 0
14132 | 1160922271 | 727058 | 3763176 |  |  |  |  | 160922 | 01 | 0 | 1 | 1 | 6 | 0 | 9 | 2 | 2 | 2 | 7 | 1
14133 | 1160922272 | 727089 | 3763158 |  |  |  |  | 160922 | 01 | 0 | 1 | 1 | 6 | 0 | 9 | 2 | 2 | 2 | 7 | 2
14134 | 1160922273 | 727041 | 3763143 |  |  |  |  | 160922 | 01 | 0 | 1 | 1 | 6 | 0 | 9 | 2 | 2 | 2 | 7 | 3
14135 | 1160922274 | 727041 | 3763140 |  |  |  |  | 160922 | 01 | 0 | 1 | 1 | 6 | 0 | 9 | 2 | 2 | 2 | 7 | 4
14136 | 1160922275 | 727041 | 3763142 |  |  |  |  | 160922 | 01 | 0 | 1 | 1 | 6 | 0 | 9 | 2 | 2 | 2 | 7 | 5
14137 | 1160922276 | 727008 | 3763158 |  |  |  |  | 160922 | 01 | 0 | 1 | 1 | 6 | 0 | 9 | 2 | 2 | 2 | 7 | 6
14138 | 1160922277 | 726991 | 3763128 |  |  |  |  | 160922 | 01 | 0 | 1 | 1 | 6 | 0 | 9 | 2 | 2 | 2 | 7 | 7
14139 | 1160922278 | 727024 | 3763103 |  |  |  |  | 160922 | 01 | 0 | 1 | 1 | 6 | 0 | 9 | 2 | 2 | 2 | 7 | 8
14140 | 1160922279 | 726968 | 3763337 |  |  |  |  | 160922 | 01 | 0 | 1 | 1 | 6 | 0 | 9 | 2 | 2 | 2 | 7 | 9
14141 | 1160922280 | 726920 | 3763366 |  |  |  |  | 160922 | 01 | 0 | 1 | 1 | 6 | 0 | 9 | 2 | 2 | 2 | 8 | 0
14142 | 1160922281 | 727022 | 3763313 |  |  |  |  | 160922 | 01 | 0 | 1 | 1 | 6 | 0 | 9 | 2 | 2 | 2 | 8 | 1
14143 | 1160922282 | 727037 | 3763349 |  |  |  |  | 160922 | 01 | 0 | 1 | 1 | 6 | 0 | 9 | 2 | 2 | 2 | 8 | 2
14144 | 1160922283 | 727037 | 3763349 |  |  |  |  | 160922 | 01 | 0 | 1 | 1 | 6 | 0 | 9 | 2 | 2 | 2 | 8 | 3
14145 | 1160922284 | 727037 | 3763350 |  |  |  |  | 160922 | 01 | 0 | 1 | 1 | 6 | 0 | 9 | 2 | 2 | 2 | 8 | 4
14146 | 1160922285 | 727058 | 3763392 |  |  |  |  | 160922 | 01 | 0 | 1 | 1 | 6 | 0 | 9 | 2 | 2 | 2 | 8 | 5
14147 | 1160922286 | 727079 | 3763434 |  |  |  |  | 160922 | 01 | 0 | 1 | 1 | 6 | 0 | 9 | 2 | 2 | 2 | 8 | 6
14148 | 1160922287 | 727056 | 3763292 |  |  |  |  | 160922 | 01 | 0 | 1 | 1 | 6 | 0 | 9 | 2 | 2 | 2 | 8 | 7
14149 | 1160922288 | 727074 | 3763287 |  |  |  |  | 160922 | 01 | 0 | 1 | 1 | 6 | 0 | 9 | 2 | 2 | 2 | 8 | 8
14150 | 1160922289 | 727086 | 3763284 |  |  |  |  | 160922 | 01 | 0 | 1 | 1 | 6 | 0 | 9 | 2 | 2 | 2 | 8 | 9
14151 | 1160922290 | 727088 | 3763285 |  |  |  |  | 160922 | 01 | 0 | 1 | 1 | 6 | 0 | 9 | 2 | 2 | 2 | 9 | 0
14152 | 1160922291 | 727089 | 3763285 |  |  |  |  | 160922 | 01 | 0 | 1 | 1 | 6 | 0 | 9 | 2 | 2 | 2 | 9 | 1
14153 | 1160922292 | 727090 | 3763285 |  |  |  |  | 160922 | 01 | 0 | 1 | 1 | 6 | 0 | 9 | 2 | 2 | 2 | 9 | 2
14154 | 1160922293 | 727091 | 3763285 |  |  |  |  | 160922 | 01 | 0 | 1 | 1 | 6 | 0 | 9 | 2 | 2 | 2 | 9 | 3
14155 | 1160922294 | 727102 | 3763282 |  |  |  |  | 160922 | 01 | 0 | 1 | 1 | 6 | 0 | 9 | 2 | 2 | 2 | 9 | 4
14156 | 1160922295 | 727111 | 3763296 |  |  |  |  | 160922 | 01 | 0 | 1 | 1 | 6 | 0 | 9 | 2 | 2 | 2 | 9 | 5
14157 | 1160922296 | 727129 | 3763335 |  |  |  |  | 160922 | 01 | 0 | 1 | 1 | 6 | 0 | 9 | 2 | 2 | 2 | 9 | 6
14158 | 1160922297 | 727156 | 3763317 |  |  |  |  | 160922 | 01 | 0 | 1 | 1 | 6 | 0 | 9 | 2 | 2 | 2 | 9 | 7
14159 | 1160922298 | 727095 | 3763262 |  |  |  |  | 160922 | 01 | 0 | 1 | 1 | 6 | 0 | 9 | 2 | 2 | 2 | 9 | 8
14160 | 1160922299 | 727106 | 3763255 |  |  |  |  | 160922 | 01 | 0 | 1 | 1 | 6 | 0 | 9 | 2 | 2 | 2 | 9 | 9
14161 | 1160922300 | 727135 | 3763240 |  |  |  |  | 160922 | 01 | 0 | 1 | 1 | 6 | 0 | 9 | 2 | 2 | 3 | 0 | 0
14162 | 1160922301 | 727086 | 3763315 |  |  |  |  | 160922 | 01 | 0 | 1 | 1 | 6 | 0 | 9 | 2 | 2 | 3 | 0 | 1
14163 | 1160922302 | 727087 | 3763317 |  |  |  |  | 160922 | 01 | 0 | 1 | 1 | 6 | 0 | 9 | 2 | 2 | 3 | 0 | 2
14164 | 1160922303 | 727087 | 3763315 |  |  |  |  | 160922 | 01 | 0 | 1 | 1 | 6 | 0 | 9 | 2 | 2 | 3 | 0 | 3
14165 | 1160922304 | 727103 | 3763352 |  |  |  |  | 160922 | 01 | 0 | 1 | 1 | 6 | 0 | 9 | 2 | 2 | 3 | 0 | 4
14166 | 1160922305 | 727115 | 3763384 |  |  |  |  | 160922 | 01 | 0 | 1 | 1 | 6 | 0 | 9 | 2 | 2 | 3 | 0 | 5
14167 | 1160922306 | 727142 | 3763372 |  |  |  |  | 160922 | 01 | 0 | 1 | 1 | 6 | 0 | 9 | 2 | 2 | 3 | 0 | 6
14168 | 1160922307 | 727138 | 3763422 |  |  |  |  | 160922 | 01 | 0 | 1 | 1 | 6 | 0 | 9 | 2 | 2 | 3 | 0 | 7
14169 | 1160922308 | 727154 | 3763409 |  |  |  |  | 160922 | 01 | 0 | 1 | 1 | 6 | 0 | 9 | 2 | 2 | 3 | 0 | 8
14170 | 1160922309 | 727153 | 3763443 |  |  |  |  | 160922 | 01 | 0 | 1 | 1 | 6 | 0 | 9 | 2 | 2 | 3 | 0 | 9
14171 | 1160922310 | 727156 | 3763438 |  |  |  |  | 160922 | 01 | 0 | 1 | 1 | 6 | 0 | 9 | 2 | 2 | 3 | 1 | 0
14172 | 1160922311 | 727157 | 3763437 |  |  |  |  | 160922 | 01 | 0 | 1 | 1 | 6 | 0 | 9 | 2 | 2 | 3 | 1 | 1
14173 | 1160922312 | 726988 | 3763379 |  |  |  |  | 160922 | 01 | 0 | 1 | 1 | 6 | 0 | 9 | 2 | 2 | 3 | 1 | 2
14174 | 1160922313 | 726989 | 3763380 |  |  |  |  | 160922 | 01 | 0 | 1 | 1 | 6 | 0 | 9 | 2 | 2 | 3 | 1 | 3
14175 | 1160922314 | 726990 | 3763380 |  |  |  |  | 160922 | 01 | 0 | 1 | 1 | 6 | 0 | 9 | 2 | 2 | 3 | 1 | 4
14176 | 1160922315 | 727007 | 3763426 |  |  |  |  | 160922 | 01 | 0 | 1 | 1 | 6 | 0 | 9 | 2 | 2 | 3 | 1 | 5
14177 | 1160922316 | 727026 | 3763468 |  |  |  |  | 160922 | 01 | 0 | 1 | 1 | 6 | 0 | 9 | 2 | 2 | 3 | 1 | 6
14178 | 1160922317 | 727029 | 3763470 |  |  |  |  | 160922 | 01 | 0 | 1 | 1 | 6 | 0 | 9 | 2 | 2 | 3 | 1 | 7
14179 | 1160922318 | 727029 | 3763470 |  |  |  |  | 160922 | 01 | 0 | 1 | 1 | 6 | 0 | 9 | 2 | 2 | 3 | 1 | 8
14180 | 1160922319 | 726975 | 3763474 |  |  |  |  | 160922 | 01 | 0 | 1 | 1 | 6 | 0 | 9 | 2 | 2 | 3 | 1 | 9
14181 | 1160922320 | 726984 | 3763497 |  |  |  |  | 160922 | 01 | 0 | 1 | 1 | 6 | 0 | 9 | 2 | 2 | 3 | 2 | 0
14182 | 1160922321 | 726985 | 3763498 |  |  |  |  | 160922 | 01 | 0 | 1 | 1 | 6 | 0 | 9 | 2 | 2 | 3 | 2 | 1
14183 | 1160922322 | 726986 | 3763499 |  |  |  |  | 160922 | 01 | 0 | 1 | 1 | 6 | 0 | 9 | 2 | 2 | 3 | 2 | 2
14184 | 1160922323 | 727007 | 3763544 |  |  |  |  | 160922 | 01 | 0 | 1 | 1 | 6 | 0 | 9 | 2 | 2 | 3 | 2 | 3
14185 | 1160922324 | 727017 | 3763563 |  |  |  |  | 160922 | 01 | 0 | 1 | 1 | 6 | 0 | 9 | 2 | 2 | 3 | 2 | 4
14186 | 1160922325 | 727028 | 3763595 |  |  |  |  | 160922 | 01 | 0 | 1 | 1 | 6 | 0 | 9 | 2 | 2 | 3 | 2 | 5
14187 | 1160922326 | 727046 | 3763504 |  |  |  |  | 160922 | 01 | 0 | 1 | 1 | 6 | 0 | 9 | 2 | 2 | 3 | 2 | 6
14188 | 1160922327 | 727065 | 3763538 |  |  |  |  | 160922 | 01 | 0 | 1 | 1 | 6 | 0 | 9 | 2 | 2 | 3 | 2 | 7
14189 | 1160922328 | 727082 | 3763577 |  |  |  |  | 160922 | 01 | 0 | 1 | 1 | 6 | 0 | 9 | 2 | 2 | 3 | 2 | 8
14190 | 1160922329 | 727102 | 3763613 |  |  |  |  | 160922 | 01 | 0 | 1 | 1 | 6 | 0 | 9 | 2 | 2 | 3 | 2 | 9
14191 | 1160922330 | 727103 | 3763615 |  |  |  |  | 160922 | 01 | 0 | 1 | 1 | 6 | 0 | 9 | 2 | 2 | 3 | 3 | 0
14192 | 1160922331 | 727102 | 3763617 |  |  |  |  | 160922 | 01 | 0 | 1 | 1 | 6 | 0 | 9 | 2 | 2 | 3 | 3 | 1
14193 | 1160922332 | 727068 | 3763642 |  |  |  |  | 160922 | 01 | 0 | 1 | 1 | 6 | 0 | 9 | 2 | 2 | 3 | 3 | 2
14194 | 1160922333 | 727084 | 3763670 |  |  |  |  | 160922 | 01 | 0 | 1 | 1 | 6 | 0 | 9 | 2 | 2 | 3 | 3 | 3
14195 | 1160922334 | 727122 | 3763669 |  |  |  |  | 160922 | 01 | 0 | 1 | 1 | 6 | 0 | 9 | 2 | 2 | 3 | 3 | 4
14196 | 1160922335 | 727141 | 3763697 |  |  |  |  | 160922 | 01 | 0 | 1 | 1 | 6 | 0 | 9 | 2 | 2 | 3 | 3 | 5
14197 | 1160922336 | 727012 | 3763813 |  |  |  |  | 160922 | 01 | 0 | 1 | 1 | 6 | 0 | 9 | 2 | 2 | 3 | 3 | 6
14198 | 1160922337 | 727012 | 3763813 |  |  |  |  | 160922 | 01 | 0 | 1 | 1 | 6 | 0 | 9 | 2 | 2 | 3 | 3 | 7
14199 | 1160922338 | 727010 | 3763813 |  |  |  |  | 160922 | 01 | 0 | 1 | 1 | 6 | 0 | 9 | 2 | 2 | 3 | 3 | 8
14200 | 1160922339 | 727044 | 3763796 |  |  |  |  | 160922 | 01 | 0 | 1 | 1 | 6 | 0 | 9 | 2 | 2 | 3 | 3 | 9
14201 | 1160922340 | 727104 | 3763774 |  |  |  |  | 160922 | 01 | 0 | 1 | 1 | 6 | 0 | 9 | 2 | 2 | 3 | 4 | 0
14202 | 1160922341 | 727149 | 3763751 |  |  |  |  | 160922 | 01 | 0 | 1 | 1 | 6 | 0 | 9 | 2 | 2 | 3 | 4 | 1
14203 | 1160922342 | 727156 | 3763733 |  |  |  |  | 160922 | 01 | 0 | 1 | 1 | 6 | 0 | 9 | 2 | 2 | 3 | 4 | 2
14204 | 1160922343 | 727157 | 3763732 |  |  |  |  | 160922 | 01 | 0 | 1 | 1 | 6 | 0 | 9 | 2 | 2 | 3 | 4 | 3
14205 | 1160922344 | 727156 | 3763732 |  |  |  |  | 160922 | 01 | 0 | 1 | 1 | 6 | 0 | 9 | 2 | 2 | 3 | 4 | 4
14206 | 1160922345 | 727185 | 3763726 |  |  |  |  | 160922 | 01 | 0 | 1 | 1 | 6 | 0 | 9 | 2 | 2 | 3 | 4 | 5
14207 | 1160922346 | 727210 | 3763709 |  |  |  |  | 160922 | 01 | 0 | 1 | 1 | 6 | 0 | 9 | 2 | 2 | 3 | 4 | 6
14208 | 1160922347 | 727203 | 3763686 |  |  |  |  | 160922 | 01 | 0 | 1 | 1 | 6 | 0 | 9 | 2 | 2 | 3 | 4 | 7
14209 | 1160922348 | 727191 | 3763665 |  |  |  |  | 160922 | 01 | 0 | 1 | 1 | 6 | 0 | 9 | 2 | 2 | 3 | 4 | 8
14210 | 1160922349 | 727189 | 3763656 |  |  |  |  | 160922 | 01 | 0 | 1 | 1 | 6 | 0 | 9 | 2 | 2 | 3 | 4 | 9
14211 | 1160922350 | 727182 | 3763629 |  |  |  |  | 160922 | 01 | 0 | 1 | 1 | 6 | 0 | 9 | 2 | 2 | 3 | 5 | 0
14212 | 1160922351 | 727182 | 3763645 |  |  |  |  | 160922 | 01 | 0 | 1 | 1 | 6 | 0 | 9 | 2 | 2 | 3 | 5 | 1
14213 | 1160922352 | 727168 | 3763621 |  |  |  |  | 160922 | 01 | 0 | 1 | 1 | 6 | 0 | 9 | 2 | 2 | 3 | 5 | 2
14214 | 1160922353 | 727149 | 3763579 |  |  |  |  | 160922 | 01 | 0 | 1 | 1 | 6 | 0 | 9 | 2 | 2 | 3 | 5 | 3
14215 | 1160922354 | 727139 | 3763557 |  |  |  |  | 160922 | 01 | 0 | 1 | 1 | 6 | 0 | 9 | 2 | 2 | 3 | 5 | 4
14216 | 1160922355 | 727114 | 3763571 |  |  |  |  | 160922 | 01 | 0 | 1 | 1 | 6 | 0 | 9 | 2 | 2 | 3 | 5 | 5
14217 | 1160922356 | 727128 | 3763536 |  |  |  |  | 160922 | 01 | 0 | 1 | 1 | 6 | 0 | 9 | 2 | 2 | 3 | 5 | 6
14218 | 1160922357 | 727105 | 3763551 |  |  |  |  | 160922 | 01 | 0 | 1 | 1 | 6 | 0 | 9 | 2 | 2 | 3 | 5 | 7
14219 | 1160922358 | 727115 | 3763511 |  |  |  |  | 160922 | 01 | 0 | 1 | 1 | 6 | 0 | 9 | 2 | 2 | 3 | 5 | 8
14220 | 1160922359 | 727076 | 3763496 |  |  |  |  | 160922 | 01 | 0 | 1 | 1 | 6 | 0 | 9 | 2 | 2 | 3 | 5 | 9
14221 | 1160922360 | 727106 | 3763481 |  |  |  |  | 160922 | 01 | 0 | 1 | 1 | 6 | 0 | 9 | 2 | 2 | 3 | 6 | 0
14222 | 1160922361 | 727106 | 3763481 |  |  |  |  | 160922 | 01 | 0 | 1 | 1 | 6 | 0 | 9 | 2 | 2 | 3 | 6 | 1
14223 | 1160922362 | 727105 | 3763482 |  |  |  |  | 160922 | 01 | 0 | 1 | 1 | 6 | 0 | 9 | 2 | 2 | 3 | 6 | 2
14224 | 1160922363 | 727130 | 3763472 |  |  |  |  | 160922 | 01 | 0 | 1 | 1 | 6 | 0 | 9 | 2 | 2 | 3 | 6 | 3
14225 | 1160922364 | 727142 | 3763499 |  |  |  |  | 160922 | 01 | 0 | 1 | 1 | 6 | 0 | 9 | 2 | 2 | 3 | 6 | 4
14226 | 1160922365 | 727183 | 3763446 |  |  |  |  | 160922 | 01 | 0 | 1 | 1 | 6 | 0 | 9 | 2 | 2 | 3 | 6 | 5
14227 | 1160922366 | 727158 | 3763487 |  |  |  |  | 160922 | 01 | 0 | 1 | 1 | 6 | 0 | 9 | 2 | 2 | 3 | 6 | 6
14228 | 1160922367 | 727162 | 3763509 |  |  |  |  | 160922 | 01 | 0 | 1 | 1 | 6 | 0 | 9 | 2 | 2 | 3 | 6 | 7
14229 | 1160922368 | 727168 | 3763536 |  |  |  |  | 160922 | 01 | 0 | 1 | 1 | 6 | 0 | 9 | 2 | 2 | 3 | 6 | 8
14230 | 1160922369 | 727177 | 3763560 |  |  |  |  | 160922 | 01 | 0 | 1 | 1 | 6 | 0 | 9 | 2 | 2 | 3 | 6 | 9
14231 | 1160922370 | 727176 | 3763579 |  |  |  |  | 160922 | 01 | 0 | 1 | 1 | 6 | 0 | 9 | 2 | 2 | 3 | 7 | 0
14232 | 1160922371 | 727181 | 3763600 |  |  |  |  | 160922 | 01 | 0 | 1 | 1 | 6 | 0 | 9 | 2 | 2 | 3 | 7 | 1
14233 | 14120922001 | 724645 | 3763465 |  | Master | Master |  | 120922 | 14 | 1 | 4 | 1 | 2 | 0 | 9 | 2 | 2 | 0 | 0 | 1
14234 | 14120922002 | 724656 | 3763496 |  | Master | Master |  | 120922 | 14 | 1 | 4 | 1 | 2 | 0 | 9 | 2 | 2 | 0 | 0 | 2
14235 | 14120922003 | 724690 | 3763551 |  | Master | Master |  | 120922 | 14 | 1 | 4 | 1 | 2 | 0 | 9 | 2 | 2 | 0 | 0 | 3
14236 | 14120922004 | 724710 | 3763557 |  | Master | Master |  | 120922 | 14 | 1 | 4 | 1 | 2 | 0 | 9 | 2 | 2 | 0 | 0 | 4
14237 | 14120922005 | 724752 | 3763556 |  | Master | Master |  | 120922 | 14 | 1 | 4 | 1 | 2 | 0 | 9 | 2 | 2 | 0 | 0 | 5
14238 | 14120922006 | 724755 | 3763606 |  | Master | Master |  | 120922 | 14 | 1 | 4 | 1 | 2 | 0 | 9 | 2 | 2 | 0 | 0 | 6
14239 | 14120922007 | 724759 | 3763672 |  | Master | Master |  | 120922 | 14 | 1 | 4 | 1 | 2 | 0 | 9 | 2 | 2 | 0 | 0 | 7
14240 | 14120922008 | 724763 | 3763725 |  | Master | Master |  | 120922 | 14 | 1 | 4 | 1 | 2 | 0 | 9 | 2 | 2 | 0 | 0 | 8
14241 | 14120922009 | 724766 | 3763771 |  | Master | Master |  | 120922 | 14 | 1 | 4 | 1 | 2 | 0 | 9 | 2 | 2 | 0 | 0 | 9
14242 | 14120922010 | 724754 | 3763856 |  | Master | Master |  | 120922 | 14 | 1 | 4 | 1 | 2 | 0 | 9 | 2 | 2 | 0 | 1 | 0
14243 | 14120922011 | 724746 | 3764010 |  | Master | Master |  | 120922 | 14 | 1 | 4 | 1 | 2 | 0 | 9 | 2 | 2 | 0 | 1 | 1
14244 | 14120922012 | 724740 | 3764043 |  | Master | Master |  | 120922 | 14 | 1 | 4 | 1 | 2 | 0 | 9 | 2 | 2 | 0 | 1 | 2
14245 | 14120922013 | 724737 | 3764071 |  | Master | Master |  | 120922 | 14 | 1 | 4 | 1 | 2 | 0 | 9 | 2 | 2 | 0 | 1 | 3
14246 | 14120922014 | 724742 | 3764121 |  | Master | Master |  | 120922 | 14 | 1 | 4 | 1 | 2 | 0 | 9 | 2 | 2 | 0 | 1 | 4
14247 | 14120922015 | 724744 | 3764163 |  | Master | Master |  | 120922 | 14 | 1 | 4 | 1 | 2 | 0 | 9 | 2 | 2 | 0 | 1 | 5
14248 | 14120922016 | 724747 | 3764212 |  |  |  |  | 120922 | 14 | 1 | 4 | 1 | 2 | 0 | 9 | 2 | 2 | 0 | 1 | 6
14249 | 14120922017 | 724747 | 3764216 |  | Master | Master |  | 120922 | 14 | 1 | 4 | 1 | 2 | 0 | 9 | 2 | 2 | 0 | 1 | 7
14250 | 14120922018 | 724750 | 3764255 |  |  |  |  | 120922 | 14 | 1 | 4 | 1 | 2 | 0 | 9 | 2 | 2 | 0 | 1 | 8
14251 | 14120922019 | 724750 | 3764259 |  | Master | Master |  | 120922 | 14 | 1 | 4 | 1 | 2 | 0 | 9 | 2 | 2 | 0 | 1 | 9
14252 | 14120922020 | 724752 | 3764294 |  | Master | Master |  | 120922 | 14 | 1 | 4 | 1 | 2 | 0 | 9 | 2 | 2 | 0 | 2 | 0
14253 | 14120922021 | 724754 | 3764341 |  |  |  |  | 120922 | 14 | 1 | 4 | 1 | 2 | 0 | 9 | 2 | 2 | 0 | 2 | 1
14254 | 14120922022 | 724761 | 3764431 |  | Master | Master |  | 120922 | 14 | 1 | 4 | 1 | 2 | 0 | 9 | 2 | 2 | 0 | 2 | 2
14255 | 14120922023 | 724805 | 3764444 |  | Master | Master |  | 120922 | 14 | 1 | 4 | 1 | 2 | 0 | 9 | 2 | 2 | 0 | 2 | 3
14256 | 14120922024 | 724846 | 3764471 |  | Master | Master |  | 120922 | 14 | 1 | 4 | 1 | 2 | 0 | 9 | 2 | 2 | 0 | 2 | 4
14257 | 14120922025 | 724902 | 3764485 |  |  |  |  | 120922 | 14 | 1 | 4 | 1 | 2 | 0 | 9 | 2 | 2 | 0 | 2 | 5
14258 | 14120922026 | 724902 | 3764485 |  | Master | Master |  | 120922 | 14 | 1 | 4 | 1 | 2 | 0 | 9 | 2 | 2 | 0 | 2 | 6
14259 | 14120922027 | 724908 | 3764518 |  | Master | Master |  | 120922 | 14 | 1 | 4 | 1 | 2 | 0 | 9 | 2 | 2 | 0 | 2 | 7
14260 | 14120922028 | 724955 | 3764504 |  | Master | Master |  | 120922 | 14 | 1 | 4 | 1 | 2 | 0 | 9 | 2 | 2 | 0 | 2 | 8
14261 | 14120922029 | 724990 | 3764503 |  |  |  |  | 120922 | 14 | 1 | 4 | 1 | 2 | 0 | 9 | 2 | 2 | 0 | 2 | 9
14262 | 14120922030 | 725007 | 3764501 |  | Master | Master |  | 120922 | 14 | 1 | 4 | 1 | 2 | 0 | 9 | 2 | 2 | 0 | 3 | 0
14263 | 14120922031 | 725059 | 3764499 |  |  |  |  | 120922 | 14 | 1 | 4 | 1 | 2 | 0 | 9 | 2 | 2 | 0 | 3 | 1
14264 | 14120922032 | 725140 | 3764496 |  | Master | Master |  | 120922 | 14 | 1 | 4 | 1 | 2 | 0 | 9 | 2 | 2 | 0 | 3 | 2
14265 | 14120922033 | 725147 | 3764495 |  |  |  |  | 120922 | 14 | 1 | 4 | 1 | 2 | 0 | 9 | 2 | 2 | 0 | 3 | 3
14266 | 14120922034 | 725219 | 3764492 |  | Master | Master |  | 120922 | 14 | 1 | 4 | 1 | 2 | 0 | 9 | 2 | 2 | 0 | 3 | 4
14267 | 14120922035 | 725299 | 3764493 |  | Master | Master |  | 120922 | 14 | 1 | 4 | 1 | 2 | 0 | 9 | 2 | 2 | 0 | 3 | 5
14268 | 14120922036 | 725300 | 3764494 |  | Master | Master |  | 120922 | 14 | 1 | 4 | 1 | 2 | 0 | 9 | 2 | 2 | 0 | 3 | 6
14269 | 14120922037 | 725299 | 3764494 |  | Master | Master |  | 120922 | 14 | 1 | 4 | 1 | 2 | 0 | 9 | 2 | 2 | 0 | 3 | 7
14270 | 14140922038 | 728521 | 3761547 |  |  |  |  | 140922 | 14 | 1 | 4 | 1 | 4 | 0 | 9 | 2 | 2 | 0 | 3 | 8
14271 | 14140922039 | 728519 | 3761542 |  |  |  |  | 140922 | 14 | 1 | 4 | 1 | 4 | 0 | 9 | 2 | 2 | 0 | 3 | 9
14272 | 14140922040 | 728541 | 3761554 |  |  |  |  | 140922 | 14 | 1 | 4 | 1 | 4 | 0 | 9 | 2 | 2 | 0 | 4 | 0
14273 | 14140922041 | 728570 | 3761540 |  |  |  |  | 140922 | 14 | 1 | 4 | 1 | 4 | 0 | 9 | 2 | 2 | 0 | 4 | 1
14274 | 14140922042 | 728491 | 3761528 |  |  |  |  | 140922 | 14 | 1 | 4 | 1 | 4 | 0 | 9 | 2 | 2 | 0 | 4 | 2
14275 | 14140922043 | 728435 | 3761524 |  |  |  |  | 140922 | 14 | 1 | 4 | 1 | 4 | 0 | 9 | 2 | 2 | 0 | 4 | 3
14276 | 14140922044 | 728404 | 3761517 |  |  |  |  | 140922 | 14 | 1 | 4 | 1 | 4 | 0 | 9 | 2 | 2 | 0 | 4 | 4
14277 | 14140922045 | 728402 | 3761517 |  |  |  |  | 140922 | 14 | 1 | 4 | 1 | 4 | 0 | 9 | 2 | 2 | 0 | 4 | 5
14278 | 14140922046 | 728400 | 3761518 |  |  |  |  | 140922 | 14 | 1 | 4 | 1 | 4 | 0 | 9 | 2 | 2 | 0 | 4 | 6
14279 | 14140922047 | 728378 | 3761517 |  |  |  |  | 140922 | 14 | 1 | 4 | 1 | 4 | 0 | 9 | 2 | 2 | 0 | 4 | 7
14280 | 14140922048 | 728330 | 3761486 |  |  |  |  | 140922 | 14 | 1 | 4 | 1 | 4 | 0 | 9 | 2 | 2 | 0 | 4 | 8
14281 | 14140922049 | 728289 | 3761453 |  |  |  |  | 140922 | 14 | 1 | 4 | 1 | 4 | 0 | 9 | 2 | 2 | 0 | 4 | 9
14282 | 14140922050 | 728256 | 3761427 |  |  |  |  | 140922 | 14 | 1 | 4 | 1 | 4 | 0 | 9 | 2 | 2 | 0 | 5 | 0
14283 | 14140922051 | 728232 | 3761424 |  |  |  |  | 140922 | 14 | 1 | 4 | 1 | 4 | 0 | 9 | 2 | 2 | 0 | 5 | 1
14284 | 14140922052 | 728203 | 3761393 |  |  |  |  | 140922 | 14 | 1 | 4 | 1 | 4 | 0 | 9 | 2 | 2 | 0 | 5 | 2
14285 | 14140922053 | 727914 | 3761203 |  |  |  |  | 140922 | 14 | 1 | 4 | 1 | 4 | 0 | 9 | 2 | 2 | 0 | 5 | 3
14286 | 14140922054 | 727729 | 3761439 |  |  |  |  | 140922 | 14 | 1 | 4 | 1 | 4 | 0 | 9 | 2 | 2 | 0 | 5 | 4
14287 | 14140922055 | 727772 | 3761444 |  |  |  |  | 140922 | 14 | 1 | 4 | 1 | 4 | 0 | 9 | 2 | 2 | 0 | 5 | 5
14288 | 14140922056 | 727779 | 3761443 |  |  |  |  | 140922 | 14 | 1 | 4 | 1 | 4 | 0 | 9 | 2 | 2 | 0 | 5 | 6
14289 | 14140922057 | 727781 | 3761441 |  |  |  |  | 140922 | 14 | 1 | 4 | 1 | 4 | 0 | 9 | 2 | 2 | 0 | 5 | 7
14290 | 14140922058 | 727782 | 3761440 |  |  |  |  | 140922 | 14 | 1 | 4 | 1 | 4 | 0 | 9 | 2 | 2 | 0 | 5 | 8
14291 | 14140922059 | 727773 | 3761478 |  |  |  |  | 140922 | 14 | 1 | 4 | 1 | 4 | 0 | 9 | 2 | 2 | 0 | 5 | 9
14292 | 14140922060 | 727765 | 3761498 |  |  |  |  | 140922 | 14 | 1 | 4 | 1 | 4 | 0 | 9 | 2 | 2 | 0 | 6 | 0
14293 | 14140922061 | 727805 | 3761506 |  |  |  |  | 140922 | 14 | 1 | 4 | 1 | 4 | 0 | 9 | 2 | 2 | 0 | 6 | 1
14294 | 14140922062 | 727804 | 3761537 |  |  |  |  | 140922 | 14 | 1 | 4 | 1 | 4 | 0 | 9 | 2 | 2 | 0 | 6 | 2
14295 | 14140922063 | 727789 | 3761543 |  |  |  |  | 140922 | 14 | 1 | 4 | 1 | 4 | 0 | 9 | 2 | 2 | 0 | 6 | 3
14296 | 14140922064 | 727787 | 3761555 |  |  |  |  | 140922 | 14 | 1 | 4 | 1 | 4 | 0 | 9 | 2 | 2 | 0 | 6 | 4
14297 | 14140922065 | 727775 | 3761591 |  |  |  |  | 140922 | 14 | 1 | 4 | 1 | 4 | 0 | 9 | 2 | 2 | 0 | 6 | 5
14298 | 14140922066 | 727771 | 3761615 |  |  |  |  | 140922 | 14 | 1 | 4 | 1 | 4 | 0 | 9 | 2 | 2 | 0 | 6 | 6
14299 | 14140922067 | 727760 | 3761633 |  |  |  |  | 140922 | 14 | 1 | 4 | 1 | 4 | 0 | 9 | 2 | 2 | 0 | 6 | 7
14300 | 14140922068 | 727740 | 3761486 |  |  |  |  | 140922 | 14 | 1 | 4 | 1 | 4 | 0 | 9 | 2 | 2 | 0 | 6 | 8
14301 | 14140922069 | 727729 | 3761507 |  |  |  |  | 140922 | 14 | 1 | 4 | 1 | 4 | 0 | 9 | 2 | 2 | 0 | 6 | 9
14302 | 14140922070 | 727697 | 3761496 |  |  |  |  | 140922 | 14 | 1 | 4 | 1 | 4 | 0 | 9 | 2 | 2 | 0 | 7 | 0
14303 | 14140922071 | 727725 | 3761557 |  |  |  |  | 140922 | 14 | 1 | 4 | 1 | 4 | 0 | 9 | 2 | 2 | 0 | 7 | 1
14304 | 14140922072 | 727709 | 3761601 |  |  |  |  | 140922 | 14 | 1 | 4 | 1 | 4 | 0 | 9 | 2 | 2 | 0 | 7 | 2
14305 | 14140922073 | 727700 | 3761637 |  |  |  |  | 140922 | 14 | 1 | 4 | 1 | 4 | 0 | 9 | 2 | 2 | 0 | 7 | 3
14306 | 12120922001 | 725374 | 3764486 |  | Master | Master |  | 120922 | 12 | 1 | 2 | 1 | 2 | 0 | 9 | 2 | 2 | 0 | 0 | 1
14307 | 12120922002 | 725443 | 3764482 |  | Master | Master |  | 120922 | 12 | 1 | 2 | 1 | 2 | 0 | 9 | 2 | 2 | 0 | 0 | 2
14308 | 12120922003 | 725514 | 3764478 |  | Master | Master |  | 120922 | 12 | 1 | 2 | 1 | 2 | 0 | 9 | 2 | 2 | 0 | 0 | 3
14309 | 12120922004 | 725596 | 3764474 |  | Master | Master |  | 120922 | 12 | 1 | 2 | 1 | 2 | 0 | 9 | 2 | 2 | 0 | 0 | 4
14310 | 12120922005 | 725633 | 3764473 |  | Master | Master |  | 120922 | 12 | 1 | 2 | 1 | 2 | 0 | 9 | 2 | 2 | 0 | 0 | 5
14311 | 12120922006 | 725669 | 3764471 |  | Master | Master |  | 120922 | 12 | 1 | 2 | 1 | 2 | 0 | 9 | 2 | 2 | 0 | 0 | 6
14312 | 12120922007 | 725678 | 3764424 |  | Master | Master |  | 120922 | 12 | 1 | 2 | 1 | 2 | 0 | 9 | 2 | 2 | 0 | 0 | 7
14313 | 12120922008 | 725676 | 3764366 |  | Master | Master |  | 120922 | 12 | 1 | 2 | 1 | 2 | 0 | 9 | 2 | 2 | 0 | 0 | 8
14314 | 12120922009 | 725678 | 3764366 |  | Master | Master |  | 120922 | 12 | 1 | 2 | 1 | 2 | 0 | 9 | 2 | 2 | 0 | 0 | 9
14315 | 12120922010 | 725676 | 3764367 |  | Master | Master |  | 120922 | 12 | 1 | 2 | 1 | 2 | 0 | 9 | 2 | 2 | 0 | 1 | 0
14316 | 12120922011 | 725675 | 3764332 |  | Master | Master |  | 120922 | 12 | 1 | 2 | 1 | 2 | 0 | 9 | 2 | 2 | 0 | 1 | 1
14317 | 12120922012 | 725725 | 3764340 |  | Master | Master |  | 120922 | 12 | 1 | 2 | 1 | 2 | 0 | 9 | 2 | 2 | 0 | 1 | 2
14318 | 12120922013 | 725741 | 3764380 |  | Master | Master |  | 120922 | 12 | 1 | 2 | 1 | 2 | 0 | 9 | 2 | 2 | 0 | 1 | 3
14319 | 12120922014 | 725741 | 3764421 |  | Master | Master |  | 120922 | 12 | 1 | 2 | 1 | 2 | 0 | 9 | 2 | 2 | 0 | 1 | 4
14320 | 12120922015 | 725743 | 3764456 |  | Master | Master |  | 120922 | 12 | 1 | 2 | 1 | 2 | 0 | 9 | 2 | 2 | 0 | 1 | 5
14321 | 12120922016 | 725770 | 3764466 |  | Master | Master |  | 120922 | 12 | 1 | 2 | 1 | 2 | 0 | 9 | 2 | 2 | 0 | 1 | 6
14322 | 12120922017 | 725830 | 3764468 |  | Master | Master |  | 120922 | 12 | 1 | 2 | 1 | 2 | 0 | 9 | 2 | 2 | 0 | 1 | 7
14323 | 12120922018 | 725906 | 3764466 |  | Master | Master |  | 120922 | 12 | 1 | 2 | 1 | 2 | 0 | 9 | 2 | 2 | 0 | 1 | 8
14324 | 12120922019 | 725983 | 3764466 |  | Master | Master |  | 120922 | 12 | 1 | 2 | 1 | 2 | 0 | 9 | 2 | 2 | 0 | 1 | 9
14325 | 12120922020 | 726062 | 3764459 |  | Master | Master |  | 120922 | 12 | 1 | 2 | 1 | 2 | 0 | 9 | 2 | 2 | 0 | 2 | 0
14326 | 12120922021 | 726139 | 3764459 |  | Master | Master |  | 120922 | 12 | 1 | 2 | 1 | 2 | 0 | 9 | 2 | 2 | 0 | 2 | 1
14327 | 12120922022 | 726220 | 3764456 |  | Master | Master |  | 120922 | 12 | 1 | 2 | 1 | 2 | 0 | 9 | 2 | 2 | 0 | 2 | 2
14328 | 12120922023 | 726302 | 3764450 |  | Master | Master |  | 120922 | 12 | 1 | 2 | 1 | 2 | 0 | 9 | 2 | 2 | 0 | 2 | 3
14329 | 12120922024 | 726302.1 | 3764450.3 |  | Master | Master |  | 120922 | 12 | 1 | 2 | 1 | 2 | 0 | 9 | 2 | 2 | 0 | 2 | 4
14330 | 12120922025 | 726302.2 | 3764450.4 |  | Master | Master |  | 120922 | 12 | 1 | 2 | 1 | 2 | 0 | 9 | 2 | 2 | 0 | 2 | 5
14331 | 12120922026 | 726381 | 3764444 |  | Master | Master |  | 120922 | 12 | 1 | 2 | 1 | 2 | 0 | 9 | 2 | 2 | 0 | 2 | 6
14332 | 12120922027 | 726441 | 3764436 |  |  |  |  | 120922 | 12 | 1 | 2 | 1 | 2 | 0 | 9 | 2 | 2 | 0 | 2 | 7
14333 | 12120922028 | 726505 | 3764439 |  | Master | Master |  | 120922 | 12 | 1 | 2 | 1 | 2 | 0 | 9 | 2 | 2 | 0 | 2 | 8
14334 | 12120922029 | 726545 | 3764438 |  | Master | Master |  | 120922 | 12 | 1 | 2 | 1 | 2 | 0 | 9 | 2 | 2 | 0 | 2 | 9
14335 | 12120922030 | 726614 | 3764431 |  | Master | Master |  | 120922 | 12 | 1 | 2 | 1 | 2 | 0 | 9 | 2 | 2 | 0 | 3 | 0
14336 | 12120922031 | 726700 | 3764434 |  | Master | Master |  | 120922 | 12 | 1 | 2 | 1 | 2 | 0 | 9 | 2 | 2 | 0 | 3 | 1
14337 | 12120922032 | 726781 | 3764429 |  | Master | Master |  | 120922 | 12 | 1 | 2 | 1 | 2 | 0 | 9 | 2 | 2 | 0 | 3 | 2
14338 | 12120922033 | 726857 | 3764422 |  | Master | Master |  | 120922 | 12 | 1 | 2 | 1 | 2 | 0 | 9 | 2 | 2 | 0 | 3 | 3
14339 | 12120922034 | 726914 | 3764409 |  | Master | Master |  | 120922 | 12 | 1 | 2 | 1 | 2 | 0 | 9 | 2 | 2 | 0 | 3 | 4
14340 | 12120922035 | 726960 | 3764409 |  | Master | Master |  | 120922 | 12 | 1 | 2 | 1 | 2 | 0 | 9 | 2 | 2 | 0 | 3 | 5
14341 | 12120922036 | 727048 | 3764370 |  | Master | Master |  | 120922 | 12 | 1 | 2 | 1 | 2 | 0 | 9 | 2 | 2 | 0 | 3 | 6
14342 | 12120922037 | 727018 | 3764314 |  | Master | Master |  | 120922 | 12 | 1 | 2 | 1 | 2 | 0 | 9 | 2 | 2 | 0 | 3 | 7
14343 | 12120922038 | 726991 | 3764269 |  | Master | Master |  | 120922 | 12 | 1 | 2 | 1 | 2 | 0 | 9 | 2 | 2 | 0 | 3 | 8
14344 | 12120922039 | 726968 | 3764218 |  | Master | Master |  | 120922 | 12 | 1 | 2 | 1 | 2 | 0 | 9 | 2 | 2 | 0 | 3 | 9
14345 | 12120922040 | 726942 | 3764167 |  | Master | Master |  | 120922 | 12 | 1 | 2 | 1 | 2 | 0 | 9 | 2 | 2 | 0 | 4 | 0
14346 | 12120922041 | 726916 | 3764112 |  | Master | Master |  | 120922 | 12 | 1 | 2 | 1 | 2 | 0 | 9 | 2 | 2 | 0 | 4 | 1
14347 | 12120922042 | 726895 | 3764062 |  | Master | Master |  | 120922 | 12 | 1 | 2 | 1 | 2 | 0 | 9 | 2 | 2 | 0 | 4 | 2
14348 | 12120922043 | 726877 | 3764021 |  | Master | Master |  | 120922 | 12 | 1 | 2 | 1 | 2 | 0 | 9 | 2 | 2 | 0 | 4 | 3
14349 | 12120922044 | 726855 | 3763980 |  | Master | Master |  | 120922 | 12 | 1 | 2 | 1 | 2 | 0 | 9 | 2 | 2 | 0 | 4 | 4
14350 | 12120922045 | 726837 | 3763948 |  | Master | Master |  | 120922 | 12 | 1 | 2 | 1 | 2 | 0 | 9 | 2 | 2 | 0 | 4 | 5
14351 | 12120922046 | 726812 | 3763903 |  | Master | Master |  | 120922 | 12 | 1 | 2 | 1 | 2 | 0 | 9 | 2 | 2 | 0 | 4 | 6
14352 | 12120922047 | 726844 | 3763884 |  | Master | Master |  | 120922 | 12 | 1 | 2 | 1 | 2 | 0 | 9 | 2 | 2 | 0 | 4 | 7
14353 | 12130922048 | 726636 | 3764484 |  | Master | Master |  | 130922 | 12 | 1 | 2 | 1 | 3 | 0 | 9 | 2 | 2 | 0 | 4 | 8
14354 | 12130922049 | 726643 | 3764518 |  | Master | Master |  | 130922 | 12 | 1 | 2 | 1 | 3 | 0 | 9 | 2 | 2 | 0 | 4 | 9
14355 | 12130922050 | 726645 | 3764517 |  | Master | Master |  | 130922 | 12 | 1 | 2 | 1 | 3 | 0 | 9 | 2 | 2 | 0 | 5 | 0
14356 | 12130922051 | 726646 | 3764518 |  | Master | Master |  | 130922 | 12 | 1 | 2 | 1 | 3 | 0 | 9 | 2 | 2 | 0 | 5 | 1
14357 | 12130922052 | 726666 | 3764552 |  | Master | Master |  | 130922 | 12 | 1 | 2 | 1 | 3 | 0 | 9 | 2 | 2 | 0 | 5 | 2
14358 | 12130922053 | 726667 | 3764553 |  | Master | Master |  | 130922 | 12 | 1 | 2 | 1 | 3 | 0 | 9 | 2 | 2 | 0 | 5 | 3
14359 | 12130922054 | 726667 | 3764552 |  | Master | Master |  | 130922 | 12 | 1 | 2 | 1 | 3 | 0 | 9 | 2 | 2 | 0 | 5 | 4
14360 | 12130922055 | 726668 | 3764552 |  | Master | Master |  | 130922 | 12 | 1 | 2 | 1 | 3 | 0 | 9 | 2 | 2 | 0 | 5 | 5
14361 | 12130922056 | 726669 | 3764553 |  | Master | Master |  | 130922 | 12 | 1 | 2 | 1 | 3 | 0 | 9 | 2 | 2 | 0 | 5 | 6
14362 | 12130922057 | 726868 | 3764462 |  | Master | Master |  | 130922 | 12 | 1 | 2 | 1 | 3 | 0 | 9 | 2 | 2 | 0 | 5 | 7
14363 | 12130922058 | 726868.1 | 3764462.3 |  | Master | Master |  | 130922 | 12 | 1 | 2 | 1 | 3 | 0 | 9 | 2 | 2 | 0 | 5 | 8
14364 | 12130922059 | 726868.2 | 3764462.4 |  | Master | Master |  | 130922 | 12 | 1 | 2 | 1 | 3 | 0 | 9 | 2 | 2 | 0 | 5 | 9
14365 | 12130922060 | 726959 | 3764105 |  | Master | Master |  | 130922 | 12 | 1 | 2 | 1 | 3 | 0 | 9 | 2 | 2 | 0 | 6 | 0
14366 | 12130922061 | 726987 | 3764104 |  | Master | Master |  | 130922 | 12 | 1 | 2 | 1 | 3 | 0 | 9 | 2 | 2 | 0 | 6 | 1
14367 | 12130922062 | 727025 | 3764097 |  | Master | Master |  | 130922 | 12 | 1 | 2 | 1 | 3 | 0 | 9 | 2 | 2 | 0 | 6 | 2
14368 | 12130922063 | 727025 | 3764095 |  | Master | Master |  | 130922 | 12 | 1 | 2 | 1 | 3 | 0 | 9 | 2 | 2 | 0 | 6 | 3
14369 | 12130922064 | 727025 | 3764094 |  | Master | Master |  | 130922 | 12 | 1 | 2 | 1 | 3 | 0 | 9 | 2 | 2 | 0 | 6 | 4
14370 | 12130922065 | 727028 | 3764186 |  | Master | Master |  | 130922 | 12 | 1 | 2 | 1 | 3 | 0 | 9 | 2 | 2 | 0 | 6 | 5
14371 | 12130922066 | 727045 | 3764222 |  | Master | Master |  | 130922 | 12 | 1 | 2 | 1 | 3 | 0 | 9 | 2 | 2 | 0 | 6 | 6
14372 | 12130922067 | 727062 | 3764258 |  | Master | Master |  | 130922 | 12 | 1 | 2 | 1 | 3 | 0 | 9 | 2 | 2 | 0 | 6 | 7
14373 | 12130922068 | 727079 | 3764303 |  | Master | Master |  | 130922 | 12 | 1 | 2 | 1 | 3 | 0 | 9 | 2 | 2 | 0 | 6 | 8
14374 | 12130922069 | 727079 | 3764302 |  | Master | Master |  | 130922 | 12 | 1 | 2 | 1 | 3 | 0 | 9 | 2 | 2 | 0 | 6 | 9
14375 | 12130922070 | 727080 | 3764302 |  | Master | Master |  | 130922 | 12 | 1 | 2 | 1 | 3 | 0 | 9 | 2 | 2 | 0 | 7 | 0
14376 | 12130922071 | 726816 | 3763849 |  | Master | Master |  | 130922 | 12 | 1 | 2 | 1 | 3 | 0 | 9 | 2 | 2 | 0 | 7 | 1
14377 | 12130922072 | 726816 | 3763848 |  | Master | Master |  | 130922 | 12 | 1 | 2 | 1 | 3 | 0 | 9 | 2 | 2 | 0 | 7 | 2
14378 | 12130922073 | 726816 | 3763847 |  | Master | Master |  | 130922 | 12 | 1 | 2 | 1 | 3 | 0 | 9 | 2 | 2 | 0 | 7 | 3
14379 | 12130922074 | 726791 | 3763823 |  | Master | Master |  | 130922 | 12 | 1 | 2 | 1 | 3 | 0 | 9 | 2 | 2 | 0 | 7 | 4
14380 | 12130922075 | 726791.1 | 3763823.4 |  | Master | Master |  | 130922 | 12 | 1 | 2 | 1 | 3 | 0 | 9 | 2 | 2 | 0 | 7 | 5
14381 | 12130922076 | 726840 | 3763839 |  | Master | Master |  | 130922 | 12 | 1 | 2 | 1 | 3 | 0 | 9 | 2 | 2 | 0 | 7 | 6
14382 | 12130922077 | 726878 | 3763821 |  | Master | Master |  | 130922 | 12 | 1 | 2 | 1 | 3 | 0 | 9 | 2 | 2 | 0 | 7 | 7
14383 | 12130922078 | 726910 | 3763802 |  | Master | Master |  | 130922 | 12 | 1 | 2 | 1 | 3 | 0 | 9 | 2 | 2 | 0 | 7 | 8
14384 | 12130922079 | 726778 | 3763793 |  | Master | Master |  | 130922 | 12 | 1 | 2 | 1 | 3 | 0 | 9 | 2 | 2 | 0 | 7 | 9
14385 | 12130922080 | 726778.1 | 3763793.3 |  | Master | Master |  | 130922 | 12 | 1 | 2 | 1 | 3 | 0 | 9 | 2 | 2 | 0 | 8 | 0
14386 | 12130922081 | 726778.2 | 3763793.5 |  | Master | Master |  | 130922 | 12 | 1 | 2 | 1 | 3 | 0 | 9 | 2 | 2 | 0 | 8 | 1
14387 | 12130922082 | 726791 | 3763818 |  | Master | Master |  | 130922 | 12 | 1 | 2 | 1 | 3 | 0 | 9 | 2 | 2 | 0 | 8 | 2
14388 | 12130922083 | 726762 | 3763789 |  | Master | Master |  | 130922 | 12 | 1 | 2 | 1 | 3 | 0 | 9 | 2 | 2 | 0 | 8 | 3
14389 | 12130922084 | 726800 | 3763762 |  | Master | Master |  | 130922 | 12 | 1 | 2 | 1 | 3 | 0 | 9 | 2 | 2 | 0 | 8 | 4
14390 | 12130922085 | 726840 | 3763747 |  | Master | Master |  | 130922 | 12 | 1 | 2 | 1 | 3 | 0 | 9 | 2 | 2 | 0 | 8 | 5
14391 | 12130922086 | 726752 | 3763763 |  | Master | Master |  | 130922 | 12 | 1 | 2 | 1 | 3 | 0 | 9 | 2 | 2 | 0 | 8 | 6
14392 | 12130922087 | 726750 | 3763763 |  | Master | Master |  | 130922 | 12 | 1 | 2 | 1 | 3 | 0 | 9 | 2 | 2 | 0 | 8 | 7
14393 | 12130922088 | 726749 | 3763763 |  | Master | Master |  | 130922 | 12 | 1 | 2 | 1 | 3 | 0 | 9 | 2 | 2 | 0 | 8 | 8
14394 | 12130922089 | 726719 | 3763717 |  | Master | Master |  | 130922 | 12 | 1 | 2 | 1 | 3 | 0 | 9 | 2 | 2 | 0 | 8 | 9
14395 | 12130922090 | 726689 | 3763674 |  | Master | Master |  | 130922 | 12 | 1 | 2 | 1 | 3 | 0 | 9 | 2 | 2 | 0 | 9 | 0
14396 | 12130922091 | 726709 | 3763660 |  | Master | Master |  | 130922 | 12 | 1 | 2 | 1 | 3 | 0 | 9 | 2 | 2 | 0 | 9 | 1
14397 | 12130922092 | 726737 | 3763631 |  | Master | Master |  | 130922 | 12 | 1 | 2 | 1 | 3 | 0 | 9 | 2 | 2 | 0 | 9 | 2
14398 | 12130922093 | 726737.1 | 3763631.3 |  | Master | Master |  | 130922 | 12 | 1 | 2 | 1 | 3 | 0 | 9 | 2 | 2 | 0 | 9 | 3
14399 | 12130922094 | 726737.2 | 3763631.4 |  | Master | Master |  | 130922 | 12 | 1 | 2 | 1 | 3 | 0 | 9 | 2 | 2 | 0 | 9 | 4
14400 | 12130922095 | 726775 | 3763605 |  | Master | Master |  | 130922 | 12 | 1 | 2 | 1 | 3 | 0 | 9 | 2 | 2 | 0 | 9 | 5
14401 | 12130922096 | 726819 | 3763583 |  | Master | Master |  | 130922 | 12 | 1 | 2 | 1 | 3 | 0 | 9 | 2 | 2 | 0 | 9 | 6
14402 | 12130922097 | 726664 | 3763638 |  | Master | Master |  | 130922 | 12 | 1 | 2 | 1 | 3 | 0 | 9 | 2 | 2 | 0 | 9 | 7
14403 | 12130922098 | 726642 | 3763609 |  | Master | Master |  | 130922 | 12 | 1 | 2 | 1 | 3 | 0 | 9 | 2 | 2 | 0 | 9 | 8
14404 | 12130922099 | 726624 | 3763583 |  | Master | Master |  | 130922 | 12 | 1 | 2 | 1 | 3 | 0 | 9 | 2 | 2 | 0 | 9 | 9
14405 | 12130922100 | 726625 | 3763583 |  | Master | Master |  | 130922 | 12 | 1 | 2 | 1 | 3 | 0 | 9 | 2 | 2 | 1 | 0 | 0
14406 | 12130922101 | 726626 | 3763582 |  | Master | Master |  | 130922 | 12 | 1 | 2 | 1 | 3 | 0 | 9 | 2 | 2 | 1 | 0 | 1
14407 | 12130922102 | 726650 | 3763565 |  | Master | Master |  | 130922 | 12 | 1 | 2 | 1 | 3 | 0 | 9 | 2 | 2 | 1 | 0 | 2
14408 | 12130922103 | 726685 | 3763539 |  | Master | Master |  | 130922 | 12 | 1 | 2 | 1 | 3 | 0 | 9 | 2 | 2 | 1 | 0 | 3
14409 | 12130922104 | 726727 | 3763513 |  | Master | Master |  | 130922 | 12 | 1 | 2 | 1 | 3 | 0 | 9 | 2 | 2 | 1 | 0 | 4
14410 | 12130922105 | 726767 | 3763487 |  | Master | Master |  | 130922 | 12 | 1 | 2 | 1 | 3 | 0 | 9 | 2 | 2 | 1 | 0 | 5
14411 | 12130922106 | 726581 | 3763543 |  | Master | Master |  | 130922 | 12 | 1 | 2 | 1 | 3 | 0 | 9 | 2 | 2 | 1 | 0 | 6
14412 | 12130922107 | 726580 | 3763544 |  | Master | Master |  | 130922 | 12 | 1 | 2 | 1 | 3 | 0 | 9 | 2 | 2 | 1 | 0 | 7
14413 | 12130922108 | 726581 | 3763545 |  | Master | Master |  | 130922 | 12 | 1 | 2 | 1 | 3 | 0 | 9 | 2 | 2 | 1 | 0 | 8
14414 | 12130922109 | 726596 | 3763547 |  | Master | Master |  | 130922 | 12 | 1 | 2 | 1 | 3 | 0 | 9 | 2 | 2 | 1 | 0 | 9
14415 | 12130922110 | 726626 | 3763518 |  | Master | Master |  | 130922 | 12 | 1 | 2 | 1 | 3 | 0 | 9 | 2 | 2 | 1 | 1 | 0
14416 | 12130922111 | 726660 | 3763495 |  | Master | Master |  | 130922 | 12 | 1 | 2 | 1 | 3 | 0 | 9 | 2 | 2 | 1 | 1 | 1
14417 | 12130922112 | 726565 | 3763522 |  | Master | Master |  | 130922 | 12 | 1 | 2 | 1 | 3 | 0 | 9 | 2 | 2 | 1 | 1 | 2
14418 | 12130922113 | 726579 | 3763489 |  | Master | Master |  | 130922 | 12 | 1 | 2 | 1 | 3 | 0 | 9 | 2 | 2 | 1 | 1 | 3
14419 | 12130922114 | 726654 | 3763691 |  | Master | Master |  | 130922 | 12 | 1 | 2 | 1 | 3 | 0 | 9 | 2 | 2 | 1 | 1 | 4
14420 | 12130922115 | 726654.1 | 3763691.3 |  | Master | Master |  | 130922 | 12 | 1 | 2 | 1 | 3 | 0 | 9 | 2 | 2 | 1 | 1 | 5
14421 | 12130922116 | 726654.2 | 3763691.4 |  | Master | Master |  | 130922 | 12 | 1 | 2 | 1 | 3 | 0 | 9 | 2 | 2 | 1 | 1 | 6
14422 | 12140922117 | 726867 | 3763925 |  | Master | Master |  | 140922 | 12 | 1 | 2 | 1 | 4 | 0 | 9 | 2 | 2 | 1 | 1 | 7
14423 | 12140922118 | 726891 | 3763959 |  | Master | Master |  | 140922 | 12 | 1 | 2 | 1 | 4 | 0 | 9 | 2 | 2 | 1 | 1 | 8
14424 | 12140922119 | 726895 | 3763965 |  | Master | Master |  | 140922 | 12 | 1 | 2 | 1 | 4 | 0 | 9 | 2 | 2 | 1 | 1 | 9
14425 | 12140922120 | 726896 | 3763965 |  | Master | Master |  | 140922 | 12 | 1 | 2 | 1 | 4 | 0 | 9 | 2 | 2 | 1 | 2 | 0
14426 | 12140922121 | 726916 | 3763986 |  | Master | Master |  | 140922 | 12 | 1 | 2 | 1 | 4 | 0 | 9 | 2 | 2 | 1 | 2 | 1
14427 | 12140922122 | 726929 | 3763988 |  | Master | Master |  | 140922 | 12 | 1 | 2 | 1 | 4 | 0 | 9 | 2 | 2 | 1 | 2 | 2
14428 | 12140922123 | 726929.1 | 3763988.3 |  | Master | Master |  | 140922 | 12 | 1 | 2 | 1 | 4 | 0 | 9 | 2 | 2 | 1 | 2 | 3
14429 | 12140922124 | 726929.2 | 3763988.4 |  | Master | Master |  | 140922 | 12 | 1 | 2 | 1 | 4 | 0 | 9 | 2 | 2 | 1 | 2 | 4
14430 | 12140922125 | 726933 | 3763992 |  | Master | Master |  | 140922 | 12 | 1 | 2 | 1 | 4 | 0 | 9 | 2 | 2 | 1 | 2 | 5
14431 | 12140922126 | 726934 | 3763990 |  | Master | Master |  | 140922 | 12 | 1 | 2 | 1 | 4 | 0 | 9 | 2 | 2 | 1 | 2 | 6
14432 | 12140922127 | 726964 | 3763978 |  | Master | Master |  | 140922 | 12 | 1 | 2 | 1 | 4 | 0 | 9 | 2 | 2 | 1 | 2 | 7
14433 | 12140922128 | 727014 | 3763955 |  | Master | Master |  | 140922 | 12 | 1 | 2 | 1 | 4 | 0 | 9 | 2 | 2 | 1 | 2 | 8
14434 | 12140922129 | 727044 | 3763936 |  | Master | Master |  | 140922 | 12 | 1 | 2 | 1 | 4 | 0 | 9 | 2 | 2 | 1 | 2 | 9
14435 | 12140922130 | 727073 | 3763921 |  | Master | Master |  | 140922 | 12 | 1 | 2 | 1 | 4 | 0 | 9 | 2 | 2 | 1 | 3 | 0
14436 | 12140922131 | 727107 | 3763904 |  | Master | Master |  | 140922 | 12 | 1 | 2 | 1 | 4 | 0 | 9 | 2 | 2 | 1 | 3 | 1
14437 | 12140922132 | 727108 | 3763904 |  | Master | Master |  | 140922 | 12 | 1 | 2 | 1 | 4 | 0 | 9 | 2 | 2 | 1 | 3 | 2
14438 | 12140922133 | 727109 | 3763903 |  | Master | Master |  | 140922 | 12 | 1 | 2 | 1 | 4 | 0 | 9 | 2 | 2 | 1 | 3 | 3
14439 | 12140922134 | 727148 | 3763891 |  | Master | Master |  | 140922 | 12 | 1 | 2 | 1 | 4 | 0 | 9 | 2 | 2 | 1 | 3 | 4
14440 | 12140922135 | 727188 | 3763873 |  | Master | Master |  | 140922 | 12 | 1 | 2 | 1 | 4 | 0 | 9 | 2 | 2 | 1 | 3 | 5
14441 | 12140922136 | 727140 | 3763857 |  | Master | Master |  | 140922 | 12 | 1 | 2 | 1 | 4 | 0 | 9 | 2 | 2 | 1 | 3 | 6
14442 | 12140922137 | 727140.1 | 3763857.3 |  | Master | Master |  | 140922 | 12 | 1 | 2 | 1 | 4 | 0 | 9 | 2 | 2 | 1 | 3 | 7
14443 | 12140922138 | 727140.2 | 3763857.5 |  | Master | Master |  | 140922 | 12 | 1 | 2 | 1 | 4 | 0 | 9 | 2 | 2 | 1 | 3 | 8
14444 | 12140922139 | 727235 | 3763853 |  | Master | Master |  | 140922 | 12 | 1 | 2 | 1 | 4 | 0 | 9 | 2 | 2 | 1 | 3 | 9
14445 | 12140922140 | 727133 | 3763844 |  | Master | Master |  | 140922 | 12 | 1 | 2 | 1 | 4 | 0 | 9 | 2 | 2 | 1 | 4 | 0
14446 | 12140922141 | 727164 | 3763827 |  | Master | Master |  | 140922 | 12 | 1 | 2 | 1 | 4 | 0 | 9 | 2 | 2 | 1 | 4 | 1
14447 | 12140922142 | 727190 | 3763817 |  | Master | Master |  | 140922 | 12 | 1 | 2 | 1 | 4 | 0 | 9 | 2 | 2 | 1 | 4 | 2
14448 | 12140922143 | 727217 | 3763802 |  | Master | Master |  | 140922 | 12 | 1 | 2 | 1 | 4 | 0 | 9 | 2 | 2 | 1 | 4 | 3
14449 | 12140922144 | 727125 | 3763826 |  | Master | Master |  | 140922 | 12 | 1 | 2 | 1 | 4 | 0 | 9 | 2 | 2 | 1 | 4 | 4
14450 | 12140922145 | 727125.1 | 3763826.3 |  | Master | Master |  | 140922 | 12 | 1 | 2 | 1 | 4 | 0 | 9 | 2 | 2 | 1 | 4 | 5
14451 | 12140922146 | 727125.2 | 3763826.4 |  | Master | Master |  | 140922 | 12 | 1 | 2 | 1 | 4 | 0 | 9 | 2 | 2 | 1 | 4 | 6
14452 | 12140922147 | 727111 | 3763790 |  | Master | Master |  | 140922 | 12 | 1 | 2 | 1 | 4 | 0 | 9 | 2 | 2 | 1 | 4 | 7
14453 | 12140922148 | 727097 | 3763766 |  | Master | Master |  | 140922 | 12 | 1 | 2 | 1 | 4 | 0 | 9 | 2 | 2 | 1 | 4 | 8
14454 | 12140922149 | 727143 | 3763746 |  | Master | Master |  | 140922 | 12 | 1 | 2 | 1 | 4 | 0 | 9 | 2 | 2 | 1 | 4 | 9
14455 | 12140922150 | 727159 | 3763740 |  | Master | Master |  | 140922 | 12 | 1 | 2 | 1 | 4 | 0 | 9 | 2 | 2 | 1 | 5 | 0
14456 | 12140922151 | 726867 | 3763876 |  | Master | Master |  | 140922 | 12 | 1 | 2 | 1 | 4 | 0 | 9 | 2 | 2 | 1 | 5 | 1
14457 | 12140922152 | 726890 | 3763862 |  | Master | Master |  | 140922 | 12 | 1 | 2 | 1 | 4 | 0 | 9 | 2 | 2 | 1 | 5 | 2
14458 | 12140922153 | 726936 | 3763849 |  | Master | Master |  | 140922 | 12 | 1 | 2 | 1 | 4 | 0 | 9 | 2 | 2 | 1 | 5 | 3
14459 | 12140922154 | 726975 | 3763821 |  | Master | Master |  | 140922 | 12 | 1 | 2 | 1 | 4 | 0 | 9 | 2 | 2 | 1 | 5 | 4
14460 | 12140922155 | 726975.1 | 3763821.3 |  | Master | Master |  | 140922 | 12 | 1 | 2 | 1 | 4 | 0 | 9 | 2 | 2 | 1 | 5 | 5
14461 | 12140922156 | 726975.2 | 3763821.4 |  | Master | Master |  | 140922 | 12 | 1 | 2 | 1 | 4 | 0 | 9 | 2 | 2 | 1 | 5 | 6
14462 | 12140922157 | 726972 | 3763840 |  | Master | Master |  | 140922 | 12 | 1 | 2 | 1 | 4 | 0 | 9 | 2 | 2 | 1 | 5 | 7
14463 | 12140922158 | 726983 | 3763870 |  | Master | Master |  | 140922 | 12 | 1 | 2 | 1 | 4 | 0 | 9 | 2 | 2 | 1 | 5 | 8
14464 | 12140922159 | 726958 | 3763887 |  | Master | Master |  | 140922 | 12 | 1 | 2 | 1 | 4 | 0 | 9 | 2 | 2 | 1 | 5 | 9
14465 | 12140922160 | 726935 | 3763893 |  | Master | Master |  | 140922 | 12 | 1 | 2 | 1 | 4 | 0 | 9 | 2 | 2 | 1 | 6 | 0
14466 | 12140922161 | 726993 | 3763884 |  | Master | Master |  | 140922 | 12 | 1 | 2 | 1 | 4 | 0 | 9 | 2 | 2 | 1 | 6 | 1
14467 | 12140922162 | 727004 | 3763920 |  | Master | Master |  | 140922 | 12 | 1 | 2 | 1 | 4 | 0 | 9 | 2 | 2 | 1 | 6 | 2
14468 | 12140922163 | 726962 | 3763798 |  | Master | Master |  | 140922 | 12 | 1 | 2 | 1 | 4 | 0 | 9 | 2 | 2 | 1 | 6 | 3
14469 | 12140922164 | 726959 | 3763778 |  | Master | Master |  | 140922 | 12 | 1 | 2 | 1 | 4 | 0 | 9 | 2 | 2 | 1 | 6 | 4
14470 | 12140922165 | 726942 | 3763746 |  | Master | Master |  | 140922 | 12 | 1 | 2 | 1 | 4 | 0 | 9 | 2 | 2 | 1 | 6 | 5
14471 | 12140922166 | 726942.1 | 3763746.3 |  | Master | Master |  | 140922 | 12 | 1 | 2 | 1 | 4 | 0 | 9 | 2 | 2 | 1 | 6 | 6
14472 | 12140922167 | 726942.2 | 3763746.4 |  | Master | Master |  | 140922 | 12 | 1 | 2 | 1 | 4 | 0 | 9 | 2 | 2 | 1 | 6 | 7
14473 | 12140922168 | 726906 | 3763767 |  | Master | Master |  | 140922 | 12 | 1 | 2 | 1 | 4 | 0 | 9 | 2 | 2 | 1 | 6 | 8
14474 | 12140922169 | 726864 | 3763786 |  | Master | Master |  | 140922 | 12 | 1 | 2 | 1 | 4 | 0 | 9 | 2 | 2 | 1 | 6 | 9
14475 | 12140922170 | 726829 | 3763805 |  | Master | Master |  | 140922 | 12 | 1 | 2 | 1 | 4 | 0 | 9 | 2 | 2 | 1 | 7 | 0
14476 | 12140922171 | 726925 | 3763701 |  | Master | Master |  | 140922 | 12 | 1 | 2 | 1 | 4 | 0 | 9 | 2 | 2 | 1 | 7 | 1
14477 | 12140922172 | 726907 | 3763662 |  | Master | Master |  | 140922 | 12 | 1 | 2 | 1 | 4 | 0 | 9 | 2 | 2 | 1 | 7 | 2
14478 | 12140922173 | 726902 | 3763660 |  | Master | Master |  | 140922 | 12 | 1 | 2 | 1 | 4 | 0 | 9 | 2 | 2 | 1 | 7 | 3
14479 | 12140922174 | 726903 | 3763661 |  | Master | Master |  | 140922 | 12 | 1 | 2 | 1 | 4 | 0 | 9 | 2 | 2 | 1 | 7 | 4
14480 | 12140922175 | 726862 | 3763685 |  | Master | Master |  | 140922 | 12 | 1 | 2 | 1 | 4 | 0 | 9 | 2 | 2 | 1 | 7 | 5
14481 | 12140922176 | 726826 | 3763706 |  | Master | Master |  | 140922 | 12 | 1 | 2 | 1 | 4 | 0 | 9 | 2 | 2 | 1 | 7 | 6
14482 | 12140922177 | 726797 | 3763731 |  | Master | Master |  | 140922 | 12 | 1 | 2 | 1 | 4 | 0 | 9 | 2 | 2 | 1 | 7 | 7
14483 | 12140922178 | 726886 | 3763727 |  | Master | Master |  | 140922 | 12 | 1 | 2 | 1 | 4 | 0 | 9 | 2 | 2 | 1 | 7 | 8
14484 | 12140922179 | 726916 | 3763659 |  | Master | Master |  | 140922 | 12 | 1 | 2 | 1 | 4 | 0 | 9 | 2 | 2 | 1 | 7 | 9
14485 | 12140922180 | 726916 | 3763662 |  | Master | Master |  | 140922 | 12 | 1 | 2 | 1 | 4 | 0 | 9 | 2 | 2 | 1 | 8 | 0
14486 | 12140922181 | 726917 | 3763662 |  | Master | Master |  | 140922 | 12 | 1 | 2 | 1 | 4 | 0 | 9 | 2 | 2 | 1 | 8 | 1
14487 | 12140922182 | 726960 | 3763640 |  | Master | Master |  | 140922 | 12 | 1 | 2 | 1 | 4 | 0 | 9 | 2 | 2 | 1 | 8 | 2
14488 | 12140922183 | 726962 | 3763641 |  | Master | Master |  | 140922 | 12 | 1 | 2 | 1 | 4 | 0 | 9 | 2 | 2 | 1 | 8 | 3
14489 | 12140922184 | 726960 | 3763641 |  | Master | Master |  | 140922 | 12 | 1 | 2 | 1 | 4 | 0 | 9 | 2 | 2 | 1 | 8 | 4
14490 | 12150922185 | 726881 | 3763615 |  | Master | Master |  | 150922 | 12 | 1 | 2 | 1 | 5 | 0 | 9 | 2 | 2 | 1 | 8 | 5
14491 | 12150922186 | 726881 | 3763614 |  | Master | Master |  | 150922 | 12 | 1 | 2 | 1 | 5 | 0 | 9 | 2 | 2 | 1 | 8 | 6
14492 | 12150922187 | 726880 | 3763612 |  | Master | Master |  | 150922 | 12 | 1 | 2 | 1 | 5 | 0 | 9 | 2 | 2 | 1 | 8 | 7
14493 | 12150922188 | 726842 | 3763631 |  | Master | Master |  | 150922 | 12 | 1 | 2 | 1 | 5 | 0 | 9 | 2 | 2 | 1 | 8 | 8
14494 | 12150922189 | 726810 | 3763651 |  | Master | Master |  | 150922 | 12 | 1 | 2 | 1 | 5 | 0 | 9 | 2 | 2 | 1 | 8 | 9
14495 | 12150922190 | 726769 | 3763681 |  | Master | Master |  | 150922 | 12 | 1 | 2 | 1 | 5 | 0 | 9 | 2 | 2 | 1 | 9 | 0
14496 | 12150922191 | 726723 | 3763715 |  | Master | Master |  | 150922 | 12 | 1 | 2 | 1 | 5 | 0 | 9 | 2 | 2 | 1 | 9 | 1
14497 | 12150922192 | 726869 | 3763582 |  | Master | Master |  | 150922 | 12 | 1 | 2 | 1 | 5 | 0 | 9 | 2 | 2 | 1 | 9 | 2
14498 | 12150922193 | 726869 | 3763581 |  | Master | Master |  | 150922 | 12 | 1 | 2 | 1 | 5 | 0 | 9 | 2 | 2 | 1 | 9 | 3
14499 | 12150922194 | 726867 | 3763579 |  | Master | Master |  | 150922 | 12 | 1 | 2 | 1 | 5 | 0 | 9 | 2 | 2 | 1 | 9 | 4
14500 | 12150922195 | 726859 | 3763564 |  | Master | Master |  | 150922 | 12 | 1 | 2 | 1 | 5 | 0 | 9 | 2 | 2 | 1 | 9 | 5
14501 | 12150922196 | 726901 | 3763546 |  | Master | Master |  | 150922 | 12 | 1 | 2 | 1 | 5 | 0 | 9 | 2 | 2 | 1 | 9 | 6
14502 | 12150922197 | 726941 | 3763527 |  | Master | Master |  | 150922 | 12 | 1 | 2 | 1 | 5 | 0 | 9 | 2 | 2 | 1 | 9 | 7
14503 | 12150922198 | 726837 | 3763515 |  | Master | Master |  | 150922 | 12 | 1 | 2 | 1 | 5 | 0 | 9 | 2 | 2 | 1 | 9 | 8
14504 | 12150922199 | 726837.1 | 3763515.3 |  | Master | Master |  | 150922 | 12 | 1 | 2 | 1 | 5 | 0 | 9 | 2 | 2 | 1 | 9 | 9
14505 | 12150922200 | 726837.2 | 3763515.4 |  | Master | Master |  | 150922 | 12 | 1 | 2 | 1 | 5 | 0 | 9 | 2 | 2 | 2 | 0 | 0
14506 | 12150922201 | 726820 | 3763583 |  | Master | Master |  | 150922 | 12 | 1 | 2 | 1 | 5 | 0 | 9 | 2 | 2 | 2 | 0 | 1
14507 | 12150922202 | 726782 | 3763604 |  | Master | Master |  | 150922 | 12 | 1 | 2 | 1 | 5 | 0 | 9 | 2 | 2 | 2 | 0 | 2
14508 | 12150922203 | 726739 | 3763631 |  | Master | Master |  | 150922 | 12 | 1 | 2 | 1 | 5 | 0 | 9 | 2 | 2 | 2 | 0 | 3
14509 | 12150922204 | 726879 | 3763501 |  | Master | Master |  | 150922 | 12 | 1 | 2 | 1 | 5 | 0 | 9 | 2 | 2 | 2 | 0 | 4
14510 | 12150922205 | 726921 | 3763483 |  | Master | Master |  | 150922 | 12 | 1 | 2 | 1 | 5 | 0 | 9 | 2 | 2 | 2 | 0 | 5
14511 | 12150922206 | 726965 | 3763461 |  | Master | Master |  | 150922 | 12 | 1 | 2 | 1 | 5 | 0 | 9 | 2 | 2 | 2 | 0 | 6
14512 | 12150922207 | 726796 | 3763537 |  | Master | Master |  | 150922 | 12 | 1 | 2 | 1 | 5 | 0 | 9 | 2 | 2 | 2 | 0 | 7
14513 | 12150922208 | 726748 | 3763559 |  | Master | Master |  | 150922 | 12 | 1 | 2 | 1 | 5 | 0 | 9 | 2 | 2 | 2 | 0 | 8
14514 | 12150922209 | 726702 | 3763602 |  | Master | Master |  | 150922 | 12 | 1 | 2 | 1 | 5 | 0 | 9 | 2 | 2 | 2 | 0 | 9
14515 | 12150922210 | 726679 | 3763621 |  | Master | Master |  | 150922 | 12 | 1 | 2 | 1 | 5 | 0 | 9 | 2 | 2 | 2 | 1 | 0
14516 | 12150922211 | 726663 | 3763640 |  | Master | Master |  | 150922 | 12 | 1 | 2 | 1 | 5 | 0 | 9 | 2 | 2 | 2 | 1 | 1
14517 | 12150922212 | 726710 | 3763663 |  | Master | Master |  | 150922 | 12 | 1 | 2 | 1 | 5 | 0 | 9 | 2 | 2 | 2 | 1 | 2
14518 | 12150922213 | 726710.1 | 3763663.3 |  | Master | Master |  | 150922 | 12 | 1 | 2 | 1 | 5 | 0 | 9 | 2 | 2 | 2 | 1 | 3
14519 | 12150922214 | 726710.2 | 3763663.5 |  | Master | Master |  | 150922 | 12 | 1 | 2 | 1 | 5 | 0 | 9 | 2 | 2 | 2 | 1 | 4
14520 | 12150922215 | 726817 | 3763469 |  | Master | Master |  | 150922 | 12 | 1 | 2 | 1 | 5 | 0 | 9 | 2 | 2 | 2 | 1 | 5
14521 | 12150922216 | 726815 | 3763464 |  | Master | Master |  | 150922 | 12 | 1 | 2 | 1 | 5 | 0 | 9 | 2 | 2 | 2 | 1 | 6
14522 | 12150922217 | 726814 | 3763464 |  | Master | Master |  | 150922 | 12 | 1 | 2 | 1 | 5 | 0 | 9 | 2 | 2 | 2 | 1 | 7
14523 | 12150922218 | 726858 | 3763449 |  | Master | Master |  | 150922 | 12 | 1 | 2 | 1 | 5 | 0 | 9 | 2 | 2 | 2 | 1 | 8
14524 | 12150922219 | 726899 | 3763441 |  | Master | Master |  | 150922 | 12 | 1 | 2 | 1 | 5 | 0 | 9 | 2 | 2 | 2 | 1 | 9
14525 | 12150922220 | 726941 | 3763415 |  | Master | Master |  | 150922 | 12 | 1 | 2 | 1 | 5 | 0 | 9 | 2 | 2 | 2 | 2 | 0
14526 | 12150922221 | 726792 | 3763415 |  | Master | Master |  | 150922 | 12 | 1 | 2 | 1 | 5 | 0 | 9 | 2 | 2 | 2 | 2 | 1
14527 | 12150922222 | 726789 | 3763414 |  | Master | Master |  | 150922 | 12 | 1 | 2 | 1 | 5 | 0 | 9 | 2 | 2 | 2 | 2 | 2
14528 | 12150922223 | 726789 | 3763413 |  | Master | Master |  | 150922 | 12 | 1 | 2 | 1 | 5 | 0 | 9 | 2 | 2 | 2 | 2 | 3
14529 | 12150922224 | 726831 | 3763398 |  | Master | Master |  | 150922 | 12 | 1 | 2 | 1 | 5 | 0 | 9 | 2 | 2 | 2 | 2 | 4
14530 | 12150922225 | 726873 | 3763383 |  | Master | Master |  | 150922 | 12 | 1 | 2 | 1 | 5 | 0 | 9 | 2 | 2 | 2 | 2 | 5
14531 | 12150922226 | 726913 | 3763361 |  | Master | Master |  | 150922 | 12 | 1 | 2 | 1 | 5 | 0 | 9 | 2 | 2 | 2 | 2 | 6
14532 | 12150922227 | 726755 | 3763436 |  | Master | Master |  | 150922 | 12 | 1 | 2 | 1 | 5 | 0 | 9 | 2 | 2 | 2 | 2 | 7
14533 | 12150922228 | 726752 | 3763437 |  | Master | Master |  | 150922 | 12 | 1 | 2 | 1 | 5 | 0 | 9 | 2 | 2 | 2 | 2 | 8
14534 | 12150922229 | 726754 | 3763436 |  | Master | Master |  | 150922 | 12 | 1 | 2 | 1 | 5 | 0 | 9 | 2 | 2 | 2 | 2 | 9
14535 | 12150922230 | 726704 | 3763461 |  | Master | Master |  | 150922 | 12 | 1 | 2 | 1 | 5 | 0 | 9 | 2 | 2 | 2 | 3 | 0
14536 | 12150922231 | 726668 | 3763484 |  | Master | Master |  | 150922 | 12 | 1 | 2 | 1 | 5 | 0 | 9 | 2 | 2 | 2 | 3 | 1
14537 | 12150922232 | 726627 | 3763516 |  |  |  |  | 150922 | 12 | 1 | 2 | 1 | 5 | 0 | 9 | 2 | 2 | 2 | 3 | 2
14538 | 12150922233 | 726767 | 3763377 |  | Master | Master |  | 150922 | 12 | 1 | 2 | 1 | 5 | 0 | 9 | 2 | 2 | 2 | 3 | 3
14539 | 12150922234 | 726765 | 3763361 |  | Master | Master |  | 150922 | 12 | 1 | 2 | 1 | 5 | 0 | 9 | 2 | 2 | 2 | 3 | 4
14540 | 12150922235 | 726727 | 3763377 |  | Master | Master |  | 150922 | 12 | 1 | 2 | 1 | 5 | 0 | 9 | 2 | 2 | 2 | 3 | 5
14541 | 12150922236 | 726727.1 | 3763377.5 |  | Master | Master |  | 150922 | 12 | 1 | 2 | 1 | 5 | 0 | 9 | 2 | 2 | 2 | 3 | 6
14542 | 12150922237 | 726727.4 | 3763377.8 |  | Master | Master |  | 150922 | 12 | 1 | 2 | 1 | 5 | 0 | 9 | 2 | 2 | 2 | 3 | 7
14543 | 12150922238 | 726682 | 3763397 |  | Master | Master |  | 150922 | 12 | 1 | 2 | 1 | 5 | 0 | 9 | 2 | 2 | 2 | 3 | 8
14544 | 12150922239 | 726811 | 3763338 |  | Master | Master |  | 150922 | 12 | 1 | 2 | 1 | 5 | 0 | 9 | 2 | 2 | 2 | 3 | 9
14545 | 12150922240 | 726631 | 3763427 |  | Master | Master |  | 150922 | 12 | 1 | 2 | 1 | 5 | 0 | 9 | 2 | 2 | 2 | 4 | 0
14546 | 12150922241 | 726630 | 3763427 |  | Master | Master |  | 150922 | 12 | 1 | 2 | 1 | 5 | 0 | 9 | 2 | 2 | 2 | 4 | 1
14547 | 12150922242 | 726629 | 3763428 |  | Master | Master |  | 150922 | 12 | 1 | 2 | 1 | 5 | 0 | 9 | 2 | 2 | 2 | 4 | 2
14548 | 12150922243 | 726597 | 3763437 |  | Master | Master |  | 150922 | 12 | 1 | 2 | 1 | 5 | 0 | 9 | 2 | 2 | 2 | 4 | 3
14549 | 12150922244 | 726566 | 3763453 |  | Master | Master |  | 150922 | 12 | 1 | 2 | 1 | 5 | 0 | 9 | 2 | 2 | 2 | 4 | 4
14550 | 12150922245 | 726534 | 3763467 |  | Master | Master |  | 150922 | 12 | 1 | 2 | 1 | 5 | 0 | 9 | 2 | 2 | 2 | 4 | 5
14551 | 12150922246 | 726514 | 3763450 |  | Master | Master |  | 150922 | 12 | 1 | 2 | 1 | 5 | 0 | 9 | 2 | 2 | 2 | 4 | 6
14552 | 12160922247 | 726862 | 3763313 |  | Master | Master |  | 160922 | 12 | 1 | 2 | 1 | 6 | 0 | 9 | 2 | 2 | 2 | 4 | 7
14553 | 12160922248 | 726861 | 3763314 |  | Master | Master |  | 160922 | 12 | 1 | 2 | 1 | 6 | 0 | 9 | 2 | 2 | 2 | 4 | 8
14554 | 12160922249 | 726860 | 3763314 |  | Master | Master |  | 160922 | 12 | 1 | 2 | 1 | 6 | 0 | 9 | 2 | 2 | 2 | 4 | 9
14555 | 12160922250 | 726798 | 3763313 |  | Master | Master |  | 160922 | 12 | 1 | 2 | 1 | 6 | 0 | 9 | 2 | 2 | 2 | 5 | 0
14556 | 12160922251 | 726840 | 3763265 |  | Master | Master |  | 160922 | 12 | 1 | 2 | 1 | 6 | 0 | 9 | 2 | 2 | 2 | 5 | 1
14557 | 12160922252 | 726828 | 3763238 |  | Master | Master |  | 160922 | 12 | 1 | 2 | 1 | 6 | 0 | 9 | 2 | 2 | 2 | 5 | 2
14558 | 12160922253 | 726879 | 3763307 |  | Master | Master |  | 160922 | 12 | 1 | 2 | 1 | 6 | 0 | 9 | 2 | 2 | 2 | 5 | 3
14559 | 12160922254 | 726907 | 3763294 |  | Master | Master |  | 160922 | 12 | 1 | 2 | 1 | 6 | 0 | 9 | 2 | 2 | 2 | 5 | 4
14560 | 12160922255 | 726941 | 3763279 |  | Master | Master |  | 160922 | 12 | 1 | 2 | 1 | 6 | 0 | 9 | 2 | 2 | 2 | 5 | 5
14561 | 12160922256 | 726941.1 | 3763279.3 |  | Master | Master |  | 160922 | 12 | 1 | 2 | 1 | 6 | 0 | 9 | 2 | 2 | 2 | 5 | 6
14562 | 12160922257 | 726941.2 | 3763279.4 |  | Master | Master |  | 160922 | 12 | 1 | 2 | 1 | 6 | 0 | 9 | 2 | 2 | 2 | 5 | 7
14563 | 12160922258 | 726994 | 3763250 |  | Master | Master |  | 160922 | 12 | 1 | 2 | 1 | 6 | 0 | 9 | 2 | 2 | 2 | 5 | 8
14564 | 12160922259 | 726973 | 3763206 |  | Master | Master |  | 160922 | 12 | 1 | 2 | 1 | 6 | 0 | 9 | 2 | 2 | 2 | 5 | 9
14565 | 12160922260 | 726930 | 3763223 |  | Master | Master |  | 160922 | 12 | 1 | 2 | 1 | 6 | 0 | 9 | 2 | 2 | 2 | 6 | 0
14566 | 12160922261 | 727035 | 3763233 |  | Master | Master |  | 160922 | 12 | 1 | 2 | 1 | 6 | 0 | 9 | 2 | 2 | 2 | 6 | 1
14567 | 12160922262 | 727035.1 | 3763233.3 |  | Master | Master |  | 160922 | 12 | 1 | 2 | 1 | 6 | 0 | 9 | 2 | 2 | 2 | 6 | 2
14568 | 12160922263 | 727035.2 | 3763233.4 |  | Master | Master |  | 160922 | 12 | 1 | 2 | 1 | 6 | 0 | 9 | 2 | 2 | 2 | 6 | 3
14569 | 12160922264 | 727074 | 3763215 |  | Master | Master |  | 160922 | 12 | 1 | 2 | 1 | 6 | 0 | 9 | 2 | 2 | 2 | 6 | 4
14570 | 12160922265 | 727075 | 3763215 |  | Master | Master |  | 160922 | 12 | 1 | 2 | 1 | 6 | 0 | 9 | 2 | 2 | 2 | 6 | 5
14571 | 12160922266 | 727073 | 3763216 |  | Master | Master |  | 160922 | 12 | 1 | 2 | 1 | 6 | 0 | 9 | 2 | 2 | 2 | 6 | 6
14572 | 12160922267 | 727123 | 3763192 |  | Master | Master |  | 160922 | 12 | 1 | 2 | 1 | 6 | 0 | 9 | 2 | 2 | 2 | 6 | 7
14573 | 12160922268 | 727089 | 3763240 |  | Master | Master |  | 160922 | 12 | 1 | 2 | 1 | 6 | 0 | 9 | 2 | 2 | 2 | 6 | 8
14574 | 12160922269 | 727058 | 3763176 |  | Master | Master |  | 160922 | 12 | 1 | 2 | 1 | 6 | 0 | 9 | 2 | 2 | 2 | 6 | 9
14575 | 12160922270 | 727058.1 | 3763176.3 |  | Master | Master |  | 160922 | 12 | 1 | 2 | 1 | 6 | 0 | 9 | 2 | 2 | 2 | 7 | 0
14576 | 12160922271 | 727058.2 | 3763176.4 |  | Master | Master |  | 160922 | 12 | 1 | 2 | 1 | 6 | 0 | 9 | 2 | 2 | 2 | 7 | 1
14577 | 12160922272 | 727089 | 3763158 |  | Master | Master |  | 160922 | 12 | 1 | 2 | 1 | 6 | 0 | 9 | 2 | 2 | 2 | 7 | 2
14578 | 12160922273 | 727041 | 3763143 |  | Master | Master |  | 160922 | 12 | 1 | 2 | 1 | 6 | 0 | 9 | 2 | 2 | 2 | 7 | 3
14579 | 12160922274 | 727041 | 3763140 |  | Master | Master |  | 160922 | 12 | 1 | 2 | 1 | 6 | 0 | 9 | 2 | 2 | 2 | 7 | 4
14580 | 12160922275 | 727041 | 3763142 |  | Master | Master |  | 160922 | 12 | 1 | 2 | 1 | 6 | 0 | 9 | 2 | 2 | 2 | 7 | 5
14581 | 12160922276 | 727008 | 3763158 |  | Master | Master |  | 160922 | 12 | 1 | 2 | 1 | 6 | 0 | 9 | 2 | 2 | 2 | 7 | 6
14582 | 12160922277 | 726991 | 3763128 |  | Master | Master |  | 160922 | 12 | 1 | 2 | 1 | 6 | 0 | 9 | 2 | 2 | 2 | 7 | 7
14583 | 12160922278 | 727024 | 3763103 |  | Master | Master |  | 160922 | 12 | 1 | 2 | 1 | 6 | 0 | 9 | 2 | 2 | 2 | 7 | 8
14584 | 12160922279 | 726968 | 3763337 |  | Master | Master |  | 160922 | 12 | 1 | 2 | 1 | 6 | 0 | 9 | 2 | 2 | 2 | 7 | 9
14585 | 12160922280 | 726920 | 3763366 |  |  |  |  | 160922 | 12 | 1 | 2 | 1 | 6 | 0 | 9 | 2 | 2 | 2 | 8 | 0
14586 | 12160922281 | 727022 | 3763313 |  | Master | Master |  | 160922 | 12 | 1 | 2 | 1 | 6 | 0 | 9 | 2 | 2 | 2 | 8 | 1
14587 | 12160922282 | 727037 | 3763349 |  | Master | Master |  | 160922 | 12 | 1 | 2 | 1 | 6 | 0 | 9 | 2 | 2 | 2 | 8 | 2
14588 | 12160922283 | 727037.1 | 3763349.3 |  | Master | Master |  | 160922 | 12 | 1 | 2 | 1 | 6 | 0 | 9 | 2 | 2 | 2 | 8 | 3
14589 | 12160922284 | 727037.2 | 3763349.4 |  | Master | Master |  | 160922 | 12 | 1 | 2 | 1 | 6 | 0 | 9 | 2 | 2 | 2 | 8 | 4
14590 | 12160922285 | 727058 | 3763392 |  | Master | Master |  | 160922 | 12 | 1 | 2 | 1 | 6 | 0 | 9 | 2 | 2 | 2 | 8 | 5
14591 | 12160922286 | 727079 | 3763434 |  | Master | Master |  | 160922 | 12 | 1 | 2 | 1 | 6 | 0 | 9 | 2 | 2 | 2 | 8 | 6
14592 | 12160922287 | 727056 | 3763292 |  | Master | Master |  | 160922 | 12 | 1 | 2 | 1 | 6 | 0 | 9 | 2 | 2 | 2 | 8 | 7
14593 | 12160922288 | 727074 | 3763287 |  | Master | Master |  | 160922 | 12 | 1 | 2 | 1 | 6 | 0 | 9 | 2 | 2 | 2 | 8 | 8
14594 | 12160922289 | 727086 | 3763284 |  | Master | Master |  | 160922 | 12 | 1 | 2 | 1 | 6 | 0 | 9 | 2 | 2 | 2 | 8 | 9
14595 | 12160922290 | 727088 | 3763285 |  | Master | Master |  | 160922 | 12 | 1 | 2 | 1 | 6 | 0 | 9 | 2 | 2 | 2 | 9 | 0
14596 | 12160922291 | 727089 | 3763285 |  | Master | Master |  | 160922 | 12 | 1 | 2 | 1 | 6 | 0 | 9 | 2 | 2 | 2 | 9 | 1
14597 | 12160922292 | 727090 | 3763285 |  | Master | Master |  | 160922 | 12 | 1 | 2 | 1 | 6 | 0 | 9 | 2 | 2 | 2 | 9 | 2
14598 | 12160922293 | 727091 | 3763285 |  | Master | Master |  | 160922 | 12 | 1 | 2 | 1 | 6 | 0 | 9 | 2 | 2 | 2 | 9 | 3
14599 | 12160922294 | 727102 | 3763282 |  | Master | Master |  | 160922 | 12 | 1 | 2 | 1 | 6 | 0 | 9 | 2 | 2 | 2 | 9 | 4
14600 | 12160922295 | 727111 | 3763296 |  | Master | Master |  | 160922 | 12 | 1 | 2 | 1 | 6 | 0 | 9 | 2 | 2 | 2 | 9 | 5
14601 | 12160922296 | 727129 | 3763335 |  | Master | Master |  | 160922 | 12 | 1 | 2 | 1 | 6 | 0 | 9 | 2 | 2 | 2 | 9 | 6
14602 | 12160922297 | 727156 | 3763317 |  | Master | Master |  | 160922 | 12 | 1 | 2 | 1 | 6 | 0 | 9 | 2 | 2 | 2 | 9 | 7
14603 | 12160922298 | 727095 | 3763262 |  | Master | Master |  | 160922 | 12 | 1 | 2 | 1 | 6 | 0 | 9 | 2 | 2 | 2 | 9 | 8
14604 | 12160922299 | 727106 | 3763255 |  | Master | Master |  | 160922 | 12 | 1 | 2 | 1 | 6 | 0 | 9 | 2 | 2 | 2 | 9 | 9
14605 | 12160922300 | 727135 | 3763240 |  | Master | Master |  | 160922 | 12 | 1 | 2 | 1 | 6 | 0 | 9 | 2 | 2 | 3 | 0 | 0
14606 | 12160922301 | 727086 | 3763315 |  | Master | Master |  | 160922 | 12 | 1 | 2 | 1 | 6 | 0 | 9 | 2 | 2 | 3 | 0 | 1
14607 | 12160922302 | 727087 | 3763317 |  | Master | Master |  | 160922 | 12 | 1 | 2 | 1 | 6 | 0 | 9 | 2 | 2 | 3 | 0 | 2
14608 | 12160922303 | 727087 | 3763315 |  | Master | Master |  | 160922 | 12 | 1 | 2 | 1 | 6 | 0 | 9 | 2 | 2 | 3 | 0 | 3
14609 | 12160922304 | 727103 | 3763352 |  | Master | Master |  | 160922 | 12 | 1 | 2 | 1 | 6 | 0 | 9 | 2 | 2 | 3 | 0 | 4
14610 | 12160922305 | 727115 | 3763384 |  | Master | Master |  | 160922 | 12 | 1 | 2 | 1 | 6 | 0 | 9 | 2 | 2 | 3 | 0 | 5
14611 | 12160922306 | 727142 | 3763372 |  | Master | Master |  | 160922 | 12 | 1 | 2 | 1 | 6 | 0 | 9 | 2 | 2 | 3 | 0 | 6
14612 | 12160922307 | 727138 | 3763422 |  | Master | Master |  | 160922 | 12 | 1 | 2 | 1 | 6 | 0 | 9 | 2 | 2 | 3 | 0 | 7
14613 | 12160922308 | 727154 | 3763409 |  | Master | Master |  | 160922 | 12 | 1 | 2 | 1 | 6 | 0 | 9 | 2 | 2 | 3 | 0 | 8
14614 | 12160922309 | 727153 | 3763443 |  | Master | Master |  | 160922 | 12 | 1 | 2 | 1 | 6 | 0 | 9 | 2 | 2 | 3 | 0 | 9
14615 | 12160922310 | 727156 | 3763438 |  | Master | Master |  | 160922 | 12 | 1 | 2 | 1 | 6 | 0 | 9 | 2 | 2 | 3 | 1 | 0
14616 | 12160922311 | 727157 | 3763437 |  | Master | Master |  | 160922 | 12 | 1 | 2 | 1 | 6 | 0 | 9 | 2 | 2 | 3 | 1 | 1
14617 | 12160922312 | 726988 | 3763379 |  | Master | Master |  | 160922 | 12 | 1 | 2 | 1 | 6 | 0 | 9 | 2 | 2 | 3 | 1 | 2
14618 | 12160922313 | 726989 | 3763380 |  | Master | Master |  | 160922 | 12 | 1 | 2 | 1 | 6 | 0 | 9 | 2 | 2 | 3 | 1 | 3
14619 | 12160922314 | 726990 | 3763380 |  | Master | Master |  | 160922 | 12 | 1 | 2 | 1 | 6 | 0 | 9 | 2 | 2 | 3 | 1 | 4
14620 | 12160922315 | 727007 | 3763426 |  | Master | Master |  | 160922 | 12 | 1 | 2 | 1 | 6 | 0 | 9 | 2 | 2 | 3 | 1 | 5
14621 | 12160922316 | 727026 | 3763468 |  | Master | Master |  | 160922 | 12 | 1 | 2 | 1 | 6 | 0 | 9 | 2 | 2 | 3 | 1 | 6
14622 | 12160922317 | 727026.1 | 3763468.3 |  | Master | Master |  | 160922 | 12 | 1 | 2 | 1 | 6 | 0 | 9 | 2 | 2 | 3 | 1 | 7
14623 | 12160922318 | 727026.2 | 3763468.4 |  | Master | Master |  | 160922 | 12 | 1 | 2 | 1 | 6 | 0 | 9 | 2 | 2 | 3 | 1 | 8
14624 | 12160922319 | 726975 | 3763474 |  | Master | Master |  | 160922 | 12 | 1 | 2 | 1 | 6 | 0 | 9 | 2 | 2 | 3 | 1 | 9
14625 | 12160922320 | 726984 | 3763497 |  | Master | Master |  | 160922 | 12 | 1 | 2 | 1 | 6 | 0 | 9 | 2 | 2 | 3 | 2 | 0
14626 | 12160922321 | 726985 | 3763498 |  | Master | Master |  | 160922 | 12 | 1 | 2 | 1 | 6 | 0 | 9 | 2 | 2 | 3 | 2 | 1
14627 | 12160922322 | 726986 | 3763499 |  | Master | Master |  | 160922 | 12 | 1 | 2 | 1 | 6 | 0 | 9 | 2 | 2 | 3 | 2 | 2
14628 | 12160922323 | 727007 | 3763544 |  | Master | Master |  | 160922 | 12 | 1 | 2 | 1 | 6 | 0 | 9 | 2 | 2 | 3 | 2 | 3
14629 | 12160922324 | 727017 | 3763563 |  | Master | Master |  | 160922 | 12 | 1 | 2 | 1 | 6 | 0 | 9 | 2 | 2 | 3 | 2 | 4
14630 | 12160922325 | 727028 | 3763595 |  | Master | Master |  | 160922 | 12 | 1 | 2 | 1 | 6 | 0 | 9 | 2 | 2 | 3 | 2 | 5
14631 | 12160922326 | 727046 | 3763504 |  | Master | Master |  | 160922 | 12 | 1 | 2 | 1 | 6 | 0 | 9 | 2 | 2 | 3 | 2 | 6
14632 | 12160922327 | 727065 | 3763538 |  | Master | Master |  | 160922 | 12 | 1 | 2 | 1 | 6 | 0 | 9 | 2 | 2 | 3 | 2 | 7
14633 | 12160922328 | 727082 | 3763577 |  | Master | Master |  | 160922 | 12 | 1 | 2 | 1 | 6 | 0 | 9 | 2 | 2 | 3 | 2 | 8
14634 | 12160922329 | 727102 | 3763613 |  | Master | Master |  | 160922 | 12 | 1 | 2 | 1 | 6 | 0 | 9 | 2 | 2 | 3 | 2 | 9
14635 | 12160922330 | 727103 | 3763615 |  |  |  |  | 160922 | 12 | 1 | 2 | 1 | 6 | 0 | 9 | 2 | 2 | 3 | 3 | 0
14636 | 12160922331 | 727102 | 3763617 |  | Master | Master |  | 160922 | 12 | 1 | 2 | 1 | 6 | 0 | 9 | 2 | 2 | 3 | 3 | 1
14637 | 12160922332 | 727068 | 3763642 |  | Master | Master |  | 160922 | 12 | 1 | 2 | 1 | 6 | 0 | 9 | 2 | 2 | 3 | 3 | 2
14638 | 12160922333 | 727084 | 3763670 |  | Master | Master |  | 160922 | 12 | 1 | 2 | 1 | 6 | 0 | 9 | 2 | 2 | 3 | 3 | 3
14639 | 12160922334 | 727122 | 3763669 |  | Master | Master |  | 160922 | 12 | 1 | 2 | 1 | 6 | 0 | 9 | 2 | 2 | 3 | 3 | 4
14640 | 12160922335 | 727141 | 3763697 |  | Master | Master |  | 160922 | 12 | 1 | 2 | 1 | 6 | 0 | 9 | 2 | 2 | 3 | 3 | 5
14641 | 12160922336 | 727012 | 3763813 |  | Master | Master |  | 160922 | 12 | 1 | 2 | 1 | 6 | 0 | 9 | 2 | 2 | 3 | 3 | 6
14642 | 12160922337 | 727012 | 3763813 |  | Master | Master |  | 160922 | 12 | 1 | 2 | 1 | 6 | 0 | 9 | 2 | 2 | 3 | 3 | 7
14643 | 12160922338 | 727010 | 3763813 |  | Master | Master |  | 160922 | 12 | 1 | 2 | 1 | 6 | 0 | 9 | 2 | 2 | 3 | 3 | 8
14644 | 12160922339 | 727044 | 3763796 |  | Master | Master |  | 160922 | 12 | 1 | 2 | 1 | 6 | 0 | 9 | 2 | 2 | 3 | 3 | 9
14645 | 12160922340 | 727104 | 3763774 |  | Master | Master |  | 160922 | 12 | 1 | 2 | 1 | 6 | 0 | 9 | 2 | 2 | 3 | 4 | 0
14646 | 12160922341 | 727149 | 3763751 |  | Master | Master |  | 160922 | 12 | 1 | 2 | 1 | 6 | 0 | 9 | 2 | 2 | 3 | 4 | 1
14647 | 12160922342 | 727156 | 3763733 |  | Master | Master |  | 160922 | 12 | 1 | 2 | 1 | 6 | 0 | 9 | 2 | 2 | 3 | 4 | 2
14648 | 12160922343 | 727157 | 3763732 |  | Master | Master |  | 160922 | 12 | 1 | 2 | 1 | 6 | 0 | 9 | 2 | 2 | 3 | 4 | 3
14649 | 12160922344 | 727156 | 3763732 |  | Master | Master |  | 160922 | 12 | 1 | 2 | 1 | 6 | 0 | 9 | 2 | 2 | 3 | 4 | 4
14650 | 12160922345 | 727185 | 3763726 |  | Master | Master |  | 160922 | 12 | 1 | 2 | 1 | 6 | 0 | 9 | 2 | 2 | 3 | 4 | 5
14651 | 12160922346 | 727210 | 3763709 |  | Master | Master |  | 160922 | 12 | 1 | 2 | 1 | 6 | 0 | 9 | 2 | 2 | 3 | 4 | 6
14652 | 12160922347 | 727203 | 3763686 |  | Master | Master |  | 160922 | 12 | 1 | 2 | 1 | 6 | 0 | 9 | 2 | 2 | 3 | 4 | 7
14653 | 12160922348 | 727191 | 3763665 |  | Master | Master |  | 160922 | 12 | 1 | 2 | 1 | 6 | 0 | 9 | 2 | 2 | 3 | 4 | 8
14654 | 12160922349 | 727189 | 3763656 |  | Master | Master |  | 160922 | 12 | 1 | 2 | 1 | 6 | 0 | 9 | 2 | 2 | 3 | 4 | 9
14655 | 12160922350 | 727182 | 3763629 |  |  |  |  | 160922 | 12 | 1 | 2 | 1 | 6 | 0 | 9 | 2 | 2 | 3 | 5 | 0
14656 | 12160922351 | 727182 | 3763645 |  |  |  |  | 160922 | 12 | 1 | 2 | 1 | 6 | 0 | 9 | 2 | 2 | 3 | 5 | 1
14657 | 12160922352 | 727168 | 3763621 |  | Master | Master |  | 160922 | 12 | 1 | 2 | 1 | 6 | 0 | 9 | 2 | 2 | 3 | 5 | 2
14658 | 12160922353 | 727149 | 3763579 |  | Master | Master |  | 160922 | 12 | 1 | 2 | 1 | 6 | 0 | 9 | 2 | 2 | 3 | 5 | 3
14659 | 12160922354 | 727139 | 3763557 |  | Master | Master |  | 160922 | 12 | 1 | 2 | 1 | 6 | 0 | 9 | 2 | 2 | 3 | 5 | 4
14660 | 12160922355 | 727114 | 3763571 |  | Master | Master |  | 160922 | 12 | 1 | 2 | 1 | 6 | 0 | 9 | 2 | 2 | 3 | 5 | 5
14661 | 12160922356 | 727128 | 3763536 |  | Master | Master |  | 160922 | 12 | 1 | 2 | 1 | 6 | 0 | 9 | 2 | 2 | 3 | 5 | 6
14662 | 12160922357 | 727105 | 3763551 |  | Master | Master |  | 160922 | 12 | 1 | 2 | 1 | 6 | 0 | 9 | 2 | 2 | 3 | 5 | 7
14663 | 12160922358 | 727115 | 3763511 |  | Master | Master |  | 160922 | 12 | 1 | 2 | 1 | 6 | 0 | 9 | 2 | 2 | 3 | 5 | 8
14664 | 12160922359 | 727076 | 3763496 |  | Master | Master |  | 160922 | 12 | 1 | 2 | 1 | 6 | 0 | 9 | 2 | 2 | 3 | 5 | 9
14665 | 12160922360 | 727106 | 3763481 |  | Master | Master |  | 160922 | 12 | 1 | 2 | 1 | 6 | 0 | 9 | 2 | 2 | 3 | 6 | 0
14666 | 12160922361 | 727106.1 | 3763481.3 |  | Master | Master |  | 160922 | 12 | 1 | 2 | 1 | 6 | 0 | 9 | 2 | 2 | 3 | 6 | 1
14667 | 12160922362 | 727106.2 | 3763481.4 |  | Master | Master |  | 160922 | 12 | 1 | 2 | 1 | 6 | 0 | 9 | 2 | 2 | 3 | 6 | 2
14668 | 12160922363 | 727130 | 3763472 |  | Master | Master |  | 160922 | 12 | 1 | 2 | 1 | 6 | 0 | 9 | 2 | 2 | 3 | 6 | 3
14669 | 12160922364 | 727142 | 3763499 |  | Master | Master |  | 160922 | 12 | 1 | 2 | 1 | 6 | 0 | 9 | 2 | 2 | 3 | 6 | 4
14670 | 12160922365 | 727183 | 3763446 |  | Master | Master |  | 160922 | 12 | 1 | 2 | 1 | 6 | 0 | 9 | 2 | 2 | 3 | 6 | 5
14671 | 12160922366 | 727158 | 3763487 |  | Master | Master |  | 160922 | 12 | 1 | 2 | 1 | 6 | 0 | 9 | 2 | 2 | 3 | 6 | 6
14672 | 12160922367 | 727162 | 3763509 |  | Master | Master |  | 160922 | 12 | 1 | 2 | 1 | 6 | 0 | 9 | 2 | 2 | 3 | 6 | 7
14673 | 12160922368 | 727168 | 3763536 |  | Master | Master |  | 160922 | 12 | 1 | 2 | 1 | 6 | 0 | 9 | 2 | 2 | 3 | 6 | 8
14674 | 12160922369 | 727177 | 3763560 |  | Master | Master |  | 160922 | 12 | 1 | 2 | 1 | 6 | 0 | 9 | 2 | 2 | 3 | 6 | 9
14675 | 12160922370 | 727176 | 3763579 |  | Master | Master |  | 160922 | 12 | 1 | 2 | 1 | 6 | 0 | 9 | 2 | 2 | 3 | 7 | 0
14676 | 12160922371 | 727181 | 3763600 |  | Master | Master |  | 160922 | 12 | 1 | 2 | 1 | 6 | 0 | 9 | 2 | 2 | 3 | 7 | 1
15492 | 14230924024 | 727056 | 3763177 |  |  |  |  | 230924 | 14 | 1 | 4 | 2 | 3 | 0 | 9 | 2 | 4 | 0 | 2 | 4
15493 | 14230924025 | 727035 | 3763232 |  |  |  |  | 230924 | 14 | 1 | 4 | 2 | 3 | 0 | 9 | 2 | 4 | 0 | 2 | 5
15494 | 14230924026 | 726864 | 3763311 |  |  |  |  | 230924 | 14 | 1 | 4 | 2 | 3 | 0 | 9 | 2 | 4 | 0 | 2 | 6
15495 | 14230924027 | 726814 | 3763466 |  |  |  |  | 230924 | 14 | 1 | 4 | 2 | 3 | 0 | 9 | 2 | 4 | 0 | 2 | 7
15496 | 14230924028 | 726442 | 3762555 |  |  |  |  | 230924 | 14 | 1 | 4 | 2 | 3 | 0 | 9 | 2 | 4 | 0 | 2 | 8
15497 | 14230924029 | 726455 | 3762583 |  |  |  |  | 230924 | 14 | 1 | 4 | 2 | 3 | 0 | 9 | 2 | 4 | 0 | 2 | 9
15498 | 14230924030 | 726470 | 3762620 |  |  |  |  | 230924 | 14 | 1 | 4 | 2 | 3 | 0 | 9 | 2 | 4 | 0 | 3 | 0
15499 | 14230924031 | 726486 | 3762654 |  |  |  |  | 230924 | 14 | 1 | 4 | 2 | 3 | 0 | 9 | 2 | 4 | 0 | 3 | 1
15500 | 14230924032 | 726503 | 3762685 |  |  |  |  | 230924 | 14 | 1 | 4 | 2 | 3 | 0 | 9 | 2 | 4 | 0 | 3 | 2
15501 | 14230924033 | 726502 | 3762686 |  |  |  |  | 230924 | 14 | 1 | 4 | 2 | 3 | 0 | 9 | 2 | 4 | 0 | 3 | 3
15502 | 14230924034 | 726504 | 3762688 |  |  |  |  | 230924 | 14 | 1 | 4 | 2 | 3 | 0 | 9 | 2 | 4 | 0 | 3 | 4
15503 | 14230924035 | 726528 | 3762734 |  |  |  |  | 230924 | 14 | 1 | 4 | 2 | 3 | 0 | 9 | 2 | 4 | 0 | 3 | 5
15504 | 14230924036 | 726543 | 3762773 |  |  |  |  | 230924 | 14 | 1 | 4 | 2 | 3 | 0 | 9 | 2 | 4 | 0 | 3 | 6
15505 | 14230924037 | 726568 | 3762829 |  |  |  |  | 230924 | 14 | 1 | 4 | 2 | 3 | 0 | 9 | 2 | 4 | 0 | 3 | 7
15506 | 14230924038 | 726588 | 3762868 |  |  |  |  | 230924 | 14 | 1 | 4 | 2 | 3 | 0 | 9 | 2 | 4 | 0 | 3 | 8
15507 | 14230924039 | 726607 | 3762907 |  |  |  |  | 230924 | 14 | 1 | 4 | 2 | 3 | 0 | 9 | 2 | 4 | 0 | 3 | 9
15508 | 14230924040 | 726606 | 3762907 |  |  |  |  | 230924 | 14 | 1 | 4 | 2 | 3 | 0 | 9 | 2 | 4 | 0 | 4 | 0
15509 | 14230924041 | 726607 | 3762905 |  |  |  |  | 230924 | 14 | 1 | 4 | 2 | 3 | 0 | 9 | 2 | 4 | 0 | 4 | 1
15510 | 14230924042 | 726628 | 3762945 |  |  |  |  | 230924 | 14 | 1 | 4 | 2 | 3 | 0 | 9 | 2 | 4 | 0 | 4 | 2
15511 | 14230924043 | 726647 | 3762995 |  |  |  |  | 230924 | 14 | 1 | 4 | 2 | 3 | 0 | 9 | 2 | 4 | 0 | 4 | 3
15512 | 14230924044 | 726668 | 3763038 |  |  |  |  | 230924 | 14 | 1 | 4 | 2 | 3 | 0 | 9 | 2 | 4 | 0 | 4 | 4
15513 | 14230924045 | 726672 | 3763038 |  |  |  |  | 230924 | 14 | 1 | 4 | 2 | 3 | 0 | 9 | 2 | 4 | 0 | 4 | 5
15514 | 14230924046 | 726669 | 3763040 |  |  |  |  | 230924 | 14 | 1 | 4 | 2 | 3 | 0 | 9 | 2 | 4 | 0 | 4 | 6
15515 | 14230924047 | 726667 | 3763038 |  |  |  |  | 230924 | 14 | 1 | 4 | 2 | 3 | 0 | 9 | 2 | 4 | 0 | 4 | 7
15516 | 14230924048 | 726667 | 3763036 |  |  |  |  | 230924 | 14 | 1 | 4 | 2 | 3 | 0 | 9 | 2 | 4 | 0 | 4 | 8
15517 | 14230924049 | 726691 | 3763082 |  |  |  |  | 230924 | 14 | 1 | 4 | 2 | 3 | 0 | 9 | 2 | 4 | 0 | 4 | 9
15518 | 14230924050 | 726804 | 3762930 |  |  |  |  | 230924 | 14 | 1 | 4 | 2 | 3 | 0 | 9 | 2 | 4 | 0 | 5 | 0

## Comparison
Group | Group#1 |  |  | Group | Group#12
ID | GPS_Num | X | Y | ID | GPS_Num | X | Y |  |  | X Comparison | Y Comparison
14108 | 1160922247 | 726862 | 3763313 | 14552 | 12160922247 | 726862 | 3763313 | Master | Master
14109 | 1160922248 | 726861 | 3763314 | 14553 | 12160922248 | 726861 | 3763314 | Master | Master
14110 | 1160922249 | 726860 | 3763314 | 14554 | 12160922249 | 726860 | 3763314 | Master | Master
14111 | 1160922250 | 726798 | 3763313 | 14555 | 12160922250 | 726798 | 3763313 | Master | Master
14112 | 1160922251 | 726840 | 3763265 | 14556 | 12160922251 | 726840 | 3763265 | Master | Master
14113 | 1160922252 | 726828 | 3763238 | 14557 | 12160922252 | 726828 | 3763238 | Master | Master
14114 | 1160922253 | 726879 | 3763307 | 14558 | 12160922253 | 726879 | 3763307 | Master | Master
14115 | 1160922254 | 726907 | 3763294 | 14559 | 12160922254 | 726907 | 3763294 | Master | Master
14116 | 1160922255 | 726941 | 3763279 | 14560 | 12160922255 | 726941 | 3763279 | Master | Master
14117 | 1160922256 | 726942 | 3763279 | 14561 | 12160922256 | 726941.1 | 3763279.3 | Master | Master | Not Same | Not Same
14118 | 1160922257 | 726940 | 3763279 | 14562 | 12160922257 | 726941.2 | 3763279.4 | Master | Master | Not Same | Not Same
14119 | 1160922258 | 726994 | 3763250 | 14563 | 12160922258 | 726994 | 3763250 | Master | Master
14120 | 1160922259 | 726973 | 3763206 | 14564 | 12160922259 | 726973 | 3763206 | Master | Master
14121 | 1160922260 | 726930 | 3763223 | 14565 | 12160922260 | 726930 | 3763223 | Master | Master
14122 | 1160922261 | 727035 | 3763233 | 14566 | 12160922261 | 727035 | 3763233 | Master | Master
14123 | 1160922262 | 727035 | 3763233 | 14567 | 12160922262 | 727035.1 | 3763233.3 | Master | Master | Not Same | Not Same
14124 | 1160922263 | 727036 | 3763234 | 14568 | 12160922263 | 727035.2 | 3763233.4 | Master | Master | Not Same | Not Same
14125 | 1160922264 | 727074 | 3763215 | 14569 | 12160922264 | 727074 | 3763215 | Master | Master
14126 | 1160922265 | 727075 | 3763215 | 14570 | 12160922265 | 727075 | 3763215 | Master | Master
14127 | 1160922266 | 727073 | 3763216 | 14571 | 12160922266 | 727073 | 3763216 | Master | Master
14128 | 1160922267 | 727123 | 3763192 | 14572 | 12160922267 | 727123 | 3763192 | Master | Master
14129 | 1160922268 | 727089 | 3763240 | 14573 | 12160922268 | 727089 | 3763240 | Master | Master
14130 | 1160922269 | 727058 | 3763176 | 14574 | 12160922269 | 727058 | 3763176 | Master | Master
14131 | 1160922270 | 727058 | 3763176 | 14575 | 12160922270 | 727058.1 | 3763176.3 | Master | Master | Not Same | Not Same
14132 | 1160922271 | 727058 | 3763176 | 14576 | 12160922271 | 727058.2 | 3763176.4 | Master | Master | Not Same | Not Same
14133 | 1160922272 | 727089 | 3763158 | 14577 | 12160922272 | 727089 | 3763158 | Master | Master
14134 | 1160922273 | 727041 | 3763143 | 14578 | 12160922273 | 727041 | 3763143 | Master | Master
14135 | 1160922274 | 727041 | 3763140 | 14579 | 12160922274 | 727041 | 3763140 | Master | Master
14136 | 1160922275 | 727041 | 3763142 | 14580 | 12160922275 | 727041 | 3763142 | Master | Master
14137 | 1160922276 | 727008 | 3763158 | 14581 | 12160922276 | 727008 | 3763158 | Master | Master
14138 | 1160922277 | 726991 | 3763128 | 14582 | 12160922277 | 726991 | 3763128 | Master | Master
14139 | 1160922278 | 727024 | 3763103 | 14583 | 12160922278 | 727024 | 3763103 | Master | Master
14140 | 1160922279 | 726968 | 3763337 | 14584 | 12160922279 | 726968 | 3763337 | Master | Master
14141 | 1160922280 | 726920 | 3763366 | 14585 | 12160922280 | 726920 | 3763366
14142 | 1160922281 | 727022 | 3763313 | 14586 | 12160922281 | 727022 | 3763313 | Master | Master
14143 | 1160922282 | 727037 | 3763349 | 14587 | 12160922282 | 727037 | 3763349 | Master | Master
14144 | 1160922283 | 727037 | 3763349 | 14588 | 12160922283 | 727037.1 | 3763349.3 | Master | Master | Not Same | Not Same
14145 | 1160922284 | 727037 | 3763350 | 14589 | 12160922284 | 727037.2 | 3763349.4 | Master | Master | Not Same | Not Same
14146 | 1160922285 | 727058 | 3763392 | 14590 | 12160922285 | 727058 | 3763392 | Master | Master
14147 | 1160922286 | 727079 | 3763434 | 14591 | 12160922286 | 727079 | 3763434 | Master | Master
14148 | 1160922287 | 727056 | 3763292 | 14592 | 12160922287 | 727056 | 3763292 | Master | Master
14149 | 1160922288 | 727074 | 3763287 | 14593 | 12160922288 | 727074 | 3763287 | Master | Master
14150 | 1160922289 | 727086 | 3763284 | 14594 | 12160922289 | 727086 | 3763284 | Master | Master
14151 | 1160922290 | 727088 | 3763285 | 14595 | 12160922290 | 727088 | 3763285 | Master | Master
14152 | 1160922291 | 727089 | 3763285 | 14596 | 12160922291 | 727089 | 3763285 | Master | Master
14153 | 1160922292 | 727090 | 3763285 | 14597 | 12160922292 | 727090 | 3763285 | Master | Master
14154 | 1160922293 | 727091 | 3763285 | 14598 | 12160922293 | 727091 | 3763285 | Master | Master
14155 | 1160922294 | 727102 | 3763282 | 14599 | 12160922294 | 727102 | 3763282 | Master | Master
14156 | 1160922295 | 727111 | 3763296 | 14600 | 12160922295 | 727111 | 3763296 | Master | Master
14157 | 1160922296 | 727129 | 3763335 | 14601 | 12160922296 | 727129 | 3763335 | Master | Master
14158 | 1160922297 | 727156 | 3763317 | 14602 | 12160922297 | 727156 | 3763317 | Master | Master
14159 | 1160922298 | 727095 | 3763262 | 14603 | 12160922298 | 727095 | 3763262 | Master | Master
14160 | 1160922299 | 727106 | 3763255 | 14604 | 12160922299 | 727106 | 3763255 | Master | Master
14161 | 1160922300 | 727135 | 3763240 | 14605 | 12160922300 | 727135 | 3763240 | Master | Master
14162 | 1160922301 | 727086 | 3763315 | 14606 | 12160922301 | 727086 | 3763315 | Master | Master
14163 | 1160922302 | 727087 | 3763317 | 14607 | 12160922302 | 727087 | 3763317 | Master | Master
14164 | 1160922303 | 727087 | 3763315 | 14608 | 12160922303 | 727087 | 3763315 | Master | Master
14165 | 1160922304 | 727103 | 3763352 | 14609 | 12160922304 | 727103 | 3763352 | Master | Master
14166 | 1160922305 | 727115 | 3763384 | 14610 | 12160922305 | 727115 | 3763384 | Master | Master
14167 | 1160922306 | 727142 | 3763372 | 14611 | 12160922306 | 727142 | 3763372 | Master | Master
14168 | 1160922307 | 727138 | 3763422 | 14612 | 12160922307 | 727138 | 3763422 | Master | Master
14169 | 1160922308 | 727154 | 3763409 | 14613 | 12160922308 | 727154 | 3763409 | Master | Master
14170 | 1160922309 | 727153 | 3763443 | 14614 | 12160922309 | 727153 | 3763443 | Master | Master
14171 | 1160922310 | 727156 | 3763438 | 14615 | 12160922310 | 727156 | 3763438 | Master | Master
14172 | 1160922311 | 727157 | 3763437 | 14616 | 12160922311 | 727157 | 3763437 | Master | Master
14173 | 1160922312 | 726988 | 3763379 | 14617 | 12160922312 | 726988 | 3763379 | Master | Master
14174 | 1160922313 | 726989 | 3763380 | 14618 | 12160922313 | 726989 | 3763380 | Master | Master
14175 | 1160922314 | 726990 | 3763380 | 14619 | 12160922314 | 726990 | 3763380 | Master | Master
14176 | 1160922315 | 727007 | 3763426 | 14620 | 12160922315 | 727007 | 3763426 | Master | Master
14177 | 1160922316 | 727026 | 3763468 | 14621 | 12160922316 | 727026 | 3763468 | Master | Master
14178 | 1160922317 | 727029 | 3763470 | 14622 | 12160922317 | 727026.1 | 3763468.3 | Master | Master | Not Same | Not Same
14179 | 1160922318 | 727029 | 3763470 | 14623 | 12160922318 | 727026.2 | 3763468.4 | Master | Master | Not Same | Not Same
14180 | 1160922319 | 726975 | 3763474 | 14624 | 12160922319 | 726975 | 3763474 | Master | Master
14181 | 1160922320 | 726984 | 3763497 | 14625 | 12160922320 | 726984 | 3763497 | Master | Master
14182 | 1160922321 | 726985 | 3763498 | 14626 | 12160922321 | 726985 | 3763498 | Master | Master
14183 | 1160922322 | 726986 | 3763499 | 14627 | 12160922322 | 726986 | 3763499 | Master | Master
14184 | 1160922323 | 727007 | 3763544 | 14628 | 12160922323 | 727007 | 3763544 | Master | Master
14185 | 1160922324 | 727017 | 3763563 | 14629 | 12160922324 | 727017 | 3763563 | Master | Master
14186 | 1160922325 | 727028 | 3763595 | 14630 | 12160922325 | 727028 | 3763595 | Master | Master
14187 | 1160922326 | 727046 | 3763504 | 14631 | 12160922326 | 727046 | 3763504 | Master | Master
14188 | 1160922327 | 727065 | 3763538 | 14632 | 12160922327 | 727065 | 3763538 | Master | Master
14189 | 1160922328 | 727082 | 3763577 | 14633 | 12160922328 | 727082 | 3763577 | Master | Master
14190 | 1160922329 | 727102 | 3763613 | 14634 | 12160922329 | 727102 | 3763613 | Master | Master
14191 | 1160922330 | 727103 | 3763615 | 14635 | 12160922330 | 727103 | 3763615
14192 | 1160922331 | 727102 | 3763617 | 14636 | 12160922331 | 727102 | 3763617 | Master | Master
14193 | 1160922332 | 727068 | 3763642 | 14637 | 12160922332 | 727068 | 3763642 | Master | Master
14194 | 1160922333 | 727084 | 3763670 | 14638 | 12160922333 | 727084 | 3763670 | Master | Master
14195 | 1160922334 | 727122 | 3763669 | 14639 | 12160922334 | 727122 | 3763669 | Master | Master
14196 | 1160922335 | 727141 | 3763697 | 14640 | 12160922335 | 727141 | 3763697 | Master | Master
14197 | 1160922336 | 727012 | 3763813 | 14641 | 12160922336 | 727012 | 3763813 | Master | Master
14198 | 1160922337 | 727012 | 3763813 | 14642 | 12160922337 | 727012 | 3763813 | Master | Master
14199 | 1160922338 | 727010 | 3763813 | 14643 | 12160922338 | 727010 | 3763813 | Master | Master
14200 | 1160922339 | 727044 | 3763796 | 14644 | 12160922339 | 727044 | 3763796 | Master | Master
14201 | 1160922340 | 727104 | 3763774 | 14645 | 12160922340 | 727104 | 3763774 | Master | Master
14202 | 1160922341 | 727149 | 3763751 | 14646 | 12160922341 | 727149 | 3763751 | Master | Master
14203 | 1160922342 | 727156 | 3763733 | 14647 | 12160922342 | 727156 | 3763733 | Master | Master
14204 | 1160922343 | 727157 | 3763732 | 14648 | 12160922343 | 727157 | 3763732 | Master | Master
14205 | 1160922344 | 727156 | 3763732 | 14649 | 12160922344 | 727156 | 3763732 | Master | Master
14206 | 1160922345 | 727185 | 3763726 | 14650 | 12160922345 | 727185 | 3763726 | Master | Master
14207 | 1160922346 | 727210 | 3763709 | 14651 | 12160922346 | 727210 | 3763709 | Master | Master
14208 | 1160922347 | 727203 | 3763686 | 14652 | 12160922347 | 727203 | 3763686 | Master | Master
14209 | 1160922348 | 727191 | 3763665 | 14653 | 12160922348 | 727191 | 3763665 | Master | Master
14210 | 1160922349 | 727189 | 3763656 | 14654 | 12160922349 | 727189 | 3763656 | Master | Master
14211 | 1160922350 | 727182 | 3763629 | 14655 | 12160922350 | 727182 | 3763629
14212 | 1160922351 | 727182 | 3763645 | 14656 | 12160922351 | 727182 | 3763645
14213 | 1160922352 | 727168 | 3763621 | 14657 | 12160922352 | 727168 | 3763621 | Master | Master
14214 | 1160922353 | 727149 | 3763579 | 14658 | 12160922353 | 727149 | 3763579 | Master | Master
14215 | 1160922354 | 727139 | 3763557 | 14659 | 12160922354 | 727139 | 3763557 | Master | Master
14216 | 1160922355 | 727114 | 3763571 | 14660 | 12160922355 | 727114 | 3763571 | Master | Master
14217 | 1160922356 | 727128 | 3763536 | 14661 | 12160922356 | 727128 | 3763536 | Master | Master
14218 | 1160922357 | 727105 | 3763551 | 14662 | 12160922357 | 727105 | 3763551 | Master | Master
14219 | 1160922358 | 727115 | 3763511 | 14663 | 12160922358 | 727115 | 3763511 | Master | Master
14220 | 1160922359 | 727076 | 3763496 | 14664 | 12160922359 | 727076 | 3763496 | Master | Master
14221 | 1160922360 | 727106 | 3763481 | 14665 | 12160922360 | 727106 | 3763481 | Master | Master
14222 | 1160922361 | 727106 | 3763481 | 14666 | 12160922361 | 727106.1 | 3763481.3 | Master | Master | Not Same | Not Same
14223 | 1160922362 | 727105 | 3763482 | 14667 | 12160922362 | 727106.2 | 3763481.4 | Master | Master | Not Same | Not Same
14224 | 1160922363 | 727130 | 3763472 | 14668 | 12160922363 | 727130 | 3763472 | Master | Master
14225 | 1160922364 | 727142 | 3763499 | 14669 | 12160922364 | 727142 | 3763499 | Master | Master
14226 | 1160922365 | 727183 | 3763446 | 14670 | 12160922365 | 727183 | 3763446 | Master | Master
14227 | 1160922366 | 727158 | 3763487 | 14671 | 12160922366 | 727158 | 3763487 | Master | Master
14228 | 1160922367 | 727162 | 3763509 | 14672 | 12160922367 | 727162 | 3763509 | Master | Master
14229 | 1160922368 | 727168 | 3763536 | 14673 | 12160922368 | 727168 | 3763536 | Master | Master
14230 | 1160922369 | 727177 | 3763560 | 14674 | 12160922369 | 727177 | 3763560 | Master | Master
14231 | 1160922370 | 727176 | 3763579 | 14675 | 12160922370 | 727176 | 3763579 | Master | Master
14232 | 1160922371 | 727181 | 3763600 | 14676 | 12160922371 | 727181 | 3763600 | Master | Master

## Field_Data
ID1 | ID | DISCO | Section_ID | Sequence | Substation_Code | Substation | Feeder_Code | Feeder | Survey_Date | S_E | GPS_WP | GPS_NO | Line_Voltage | Pole_Number | Pole_Phase | Pole_Use | Feeders_On_Pole | Pole_height | Pole_Type | Con_Size_A | Con_Size_B | Con_Size_C | Con_Size_N | feeder_pole | First_sec_pole | Equip_Type | Equip_Number | Equip_Unit | Equip_Size | Equip_Phase | Equip_Use | Equip_Status | Transformer_Make | consumer_name | Transformer_Location | Transformer_Mounting | Angle | Tap_Pole | End_Type | RS_Con | RS_Con1 | RS_Con3 | SC_Con | LC_Con | SI_Con | LI_Con | PB_Con | AG_Con | ST_Con | Remarks | Picture_Path | x | y | ID11 | ID111 | ID1111
110550 | 917 | PESCO | 701012160922371 |  | 70 | Jamrud | 7010 | Hayatabad-2 |  | E |  | 12160922371 | 0.4kV | 12160922371 | R-Y-B-N | Secondary Distribution | 0 | 36 | PC Ordinary | WASP | WASP | WASP | WASP |  |  | Secondary Pole | T-121609223310 | 0 | 0 | [10 empty] | 0 | 13 | 0 | 0 | 0 | 0 | 0 | 0 | 0 | 0 |  |  | 727181 | 3763600
110549 | 916 | PESCO | 701012160922371 |  | 70 | Jamrud | 7010 | Hayatabad-2 |  | S |  | 12160922370 | 0.4kV | 12160922370 |  | Secondary Distribution | 0 | 30 | PC Ordinary | [6 empty] | Secondary Pole | T-121609223310 | 0 | 0 | [10 empty] | 0 | 0 | 0 | 0 | 0 | 0 | 0 | 0 | 0 | 0 |  |  | 727176 | 3763579
110548 | 915 | PESCO | 701012160922370 |  | 70 | Jamrud | 7010 | Hayatabad-2 |  | E |  | 12160922370 | 0.4kV | 12160922370 | R-Y-B-N | Secondary Distribution | 0 | 30 | PC Ordinary | WASP | WASP | WASP | WASP |  |  | Secondary Pole | T-121609223310 | 0 | 0 | [10 empty] | 0 | 12 | 0 | 0 | 0 | 0 | 0 | 0 | 0 | 0 |  |  | 727176 | 3763579
110547 | 914 | PESCO | 701012160922370 |  | 70 | Jamrud | 7010 | Hayatabad-2 |  | S |  | 12160922369 | 0.4kV | 12160922369 |  | Secondary Distribution | 0 | 30 | PC Ordinary | [6 empty] | Secondary Pole | T-121609223310 | 0 | 0 | [10 empty] | 0 | 0 | 0 | 0 | 0 | 0 | 0 | 0 | 0 | 0 |  |  | 727177 | 3763560
110546 | 913 | PESCO | 701012160922369 |  | 70 | Jamrud | 7010 | Hayatabad-2 |  | E |  | 12160922369 | 0.4kV | 12160922369 | R-Y-B-N | Secondary Distribution | 0 | 30 | PC Ordinary | WASP | WASP | WASP | WASP |  |  | Secondary Pole | T-121609223310 | 0 | 0 | [10 empty] | 0 | 16 | 0 | 0 | 0 | 0 | 0 | 0 | 0 | 0 |  |  | 727177 | 3763560
110545 | 912 | PESCO | 701012160922369 |  | 70 | Jamrud | 7010 | Hayatabad-2 |  | S |  | 12160922368 | 0.4kV | 12160922368 |  | Secondary Distribution | 0 | 30 | PC Ordinary | [6 empty] | Secondary Pole | T-121609223310 | 0 | 0 | [10 empty] | 0 | 0 | 0 | 0 | 0 | 0 | 0 | 0 | 0 | 0 |  |  | 727168 | 3763536
110544 | 911 | PESCO | 701012160922368 |  | 70 | Jamrud | 7010 | Hayatabad-2 |  | E |  | 12160922368 | 0.4kV | 12160922368 | R-Y-B-N | Secondary Distribution | 0 | 30 | PC Ordinary | WASP | WASP | WASP | WASP |  |  | Secondary Pole | T-121609223310 | 0 | 0 | [10 empty] | 0 | 19 | 0 | 0 | 0 | 0 | 0 | 0 | 0 | 0 |  |  | 727168 | 3763536
110543 | 910 | PESCO | 701012160922368 |  | 70 | Jamrud | 7010 | Hayatabad-2 |  | S |  | 12160922367 | 0.4kV | 12160922367 |  | Secondary Distribution | 0 | 30 | PC Ordinary | [6 empty] | Secondary Pole | T-121609223310 | 0 | 0 | [10 empty] | 0 | 0 | 0 | 0 | 0 | 0 | 0 | 0 | 0 | 0 |  |  | 727162 | 3763509
110542 | 909 | PESCO | 701012160922367 |  | 70 | Jamrud | 7010 | Hayatabad-2 |  | E |  | 12160922367 | 0.4kV | 12160922367 | R-Y-B-N | Secondary Distribution | 0 | 30 | PC Ordinary | WASP | WASP | WASP | WASP |  |  | Secondary Pole | T-121609223310 | 0 | 0 | [10 empty] | 0 | 19 | 0 | 0 | 0 | 0 | 0 | 0 | 0 | 0 |  |  | 727162 | 3763509
110541 | 908 | PESCO | 701012160922367 |  | 70 | Jamrud | 7010 | Hayatabad-2 |  | S |  | 12160922366 | 0.4kV | 12160922366 |  | Secondary Distribution | 0 | 36 | PC Ordinary | [6 empty] | Secondary Pole | T-121609223310 | 0 | 0 | [10 empty] | 0 | 0 | 0 | 0 | 0 | 0 | 0 | 0 | 0 | 0 |  |  | 727158 | 3763487
110540 | 907 | PESCO | 701012160922366 |  | 70 | Jamrud | 7010 | Hayatabad-2 |  | E |  | 12160922366 | 0.4kV | 12160922366 | R-Y-B-N | Secondary Distribution | 0 | 36 | PC Ordinary | WASP | WASP | WASP | WASP |  |  | Secondary Pole | T-121609223310 | 0 | 0 | [10 empty] | 0 | 20 | 0 | 0 | 0 | 0 | 0 | 0 | 0 | 0 |  |  | 727158 | 3763487
110539 | 906 | PESCO | 701012160922366 |  | 70 | Jamrud | 7010 | Hayatabad-2 |  | S |  | 12160922311 | 0.4kV | 12160922311 |  | Secondary Distribution | 0 |  | Jumper | [6 empty] | Secondary Pole | T-121609223310 | 0 | 0 | R-Y-B | Common | Connected | Climax |  | St-7 /L-3 | Double pole |  |  |  | 0 | 0 | 0 | 0 | 0 | 0 | 0 | 0 | 0 | 0 |  | Z:\GIS_Pakistan\Survey\Pictures\PESCO\Hayatabad-1\Hayatabad-2\T-121609223310.jpg | 727157 | 3763437
110538 | 905 | PESCO | 701012160922365 |  | 70 | Jamrud | 7010 | Hayatabad-2 |  | E |  | 12160922365 | 0.4kV | 12160922365 | R-Y-B-N | Secondary Distribution | 0 | 30 | PC Ordinary | ANT | ANT | ANT | ANT |  |  | Secondary Pole | T-121609223310 | 0 | 0 | [10 empty] | 0 | 10 | 0 | 0 | 0 | 0 | 0 | 0 | 0 | 0 |  |  | 727183 | 3763446
110537 | 904 | PESCO | 701012160922365 |  | 70 | Jamrud | 7010 | Hayatabad-2 |  | S |  | 12160922311 | 0.4kV | 12160922311 |  | Secondary Distribution | 0 |  | Jumper | [6 empty] | Secondary Pole | T-121609223310 | 0 | 0 | [10 empty] | 0 | 0 | 0 | 0 | 0 | 0 | 0 | 0 | 0 | 0 |  |  | 727157 | 3763437
110536 | 903 | PESCO | 701012160922311 |  | 70 | Jamrud | 7010 | Hayatabad-2 |  | E |  | 12160922311 | 0.4kV | 12160922311 | R-Y-B-N | Secondary Distribution | 0 |  | Jumper | WASP | WASP | WASP | WASP |  |  | Secondary Pole | T-121609223310 | 0 | 0 | [10 empty] | 0 | 9 | 2 | 0 | 0 | 0 | 0 | 0 | 0 | 0 |  |  | 727157 | 3763437
110535 | 902 | PESCO | 701012160922311 |  | 70 | Jamrud | 7010 | Hayatabad-2 |  | S |  | 12160922311 | 0.4kV | 12160922311 |  | Secondary Distribution | 0 |  | Jumper | [6 empty] | Secondary Pole | T-121609223310 | 0 | 0 | R-Y-B | Common | Connected | Climax |  | St-7 /L-3 | Double pole |  |  |  | 0 | 0 | 0 | 0 | 0 | 0 | 0 | 0 | 0 | 0 |  | Z:\GIS_Pakistan\Survey\Pictures\PESCO\Hayatabad-1\Hayatabad-2\T-121609223310.jpg | 727157 | 3763437
110534 | 901 | PESCO | 701012160922311 |  | 70 | Jamrud | 7010 | Hayatabad-2 |  | E |  | 12160922311 | 0.4kV | 12160922311 | R-Y-B-N | Secondary Distribution | 0 | 36 | PC Ordinary | WASP | WASP | WASP | WASP |  |  | Secondary Pole | T-121609223361 | 0 | 0 | [10 empty] | 0 | 0 | 0 | 0 | 0 | 0 | 0 | 0 | 0 | 0 |  |  | 727157 | 3763437
110533 | 900 | PESCO | 701012160922311 |  | 70 | Jamrud | 7010 | Hayatabad-2 |  | S |  | 12160922363 | 0.4kV | 12160922363 |  | Secondary Distribution | 0 | 36 | PC Ordinary | [6 empty] | Secondary Pole | T-121609223361 | 0 | 0 | [10 empty] | 0 | 0 | 0 | 0 | 0 | 0 | 0 | 0 | 0 | 0 |  |  | 727130 | 3763472
110532 | 899 | PESCO | 701012160922363 |  | 70 | Jamrud | 7010 | Hayatabad-2 |  | E |  | 12160922363 | 0.4kV | 12160922363 | R-Y-B-N | Secondary Distribution | 0 | 36 | PC Ordinary | WASP | WASP | WASP | WASP |  |  | Secondary Pole | T-121609223361 | 0 | 0 | [10 empty] | 0 | 6 | 0 | 0 | 0 | 0 | 0 | 0 | 0 | 0 |  |  | 727130 | 3763472
110531 | 898 | PESCO | 701012160922363 |  | 70 | Jamrud | 7010 | Hayatabad-2 |  | S |  | 12160922362 | 0.4kV | 12160922362 |  | Secondary Distribution | 0 |  | Jumper | [6 empty] | Secondary Pole | T-121609223361 | 0 | 0 | R-Y-B | Common | Connected | TTL |  | St-6 / L-3 | Double pole |  |  |  | 0 | 0 | 0 | 0 | 0 | 0 | 0 | 0 | 0 | 0 |  | Z:\GIS_Pakistan\Survey\Pictures\PESCO\Hayatabad-1\Hayatabad-2\T-121609223361.jpg | 727106.2 | 3763481.4
110530 | 897 | PESCO | 701012160922326 |  | 70 | Jamrud | 7010 | Hayatabad-2 |  | E |  | 12160922326 | 0.4kV | 12160922326 | R-Y-B-N | Secondary Distribution | 0 | 36 | PC Ordinary | WASP | WASP | WASP | WASP |  |  | Secondary Pole | T-121609223361 | 0 | 0 | [10 empty] | 0 | 0 | 0 | 0 | 0 | 0 | 0 | 0 | 0 | 0 |  |  | 727046 | 3763504
110529 | 896 | PESCO | 701012160922326 | 0 | 70 | Jamrud | 7010 | Hayatabad-2 |  | S |  | 12160922359 | 0.4kV | 12160922359 |  | Secondary Distribution | 0 | 36 | PC Ordinary | [6 empty] | Secondary Pole | T-121609223361 | 0 | 0 | [10 empty] | 0 | 0 | 0 | 0 | 0 | 0 | 0 | 0 | 0 | 0 |  |  | 727076 | 3763496
110528 | 895 | PESCO | 701012160922359 | 0 | 70 | Jamrud | 7010 | Hayatabad-2 |  | E |  | 12160922359 | 0.4kV | 12160922359 | R-Y-B-N | Secondary Distribution | 0 | 36 | PC Ordinary | WASP | WASP | WASP | WASP |  |  | Secondary Pole | T-121609223361 | 0 | 0 | [10 empty] | 0 | 6 | 0 | 0 | 0 | 0 | 0 | 0 | 0 | 0 |  |  | 727076 | 3763496
110527 | 894 | PESCO | 701012160922359 |  | 70 | Jamrud | 7010 | Hayatabad-2 |  | S |  | 12160922362 | 0.4kV | 12160922362 |  | Secondary Distribution | 0 |  | Jumper | [6 empty] | Secondary Pole | T-121609223361 | 0 | 0 | [10 empty] | 0 | 0 | 0 | 0 | 0 | 0 | 0 | 0 | 0 | 0 |  |  | 727106.2 | 3763481.4
110526 | 893 | PESCO | 701012160922362 |  | 70 | Jamrud | 7010 | Hayatabad-2 |  | E |  | 12160922362 | 0.4kV | 12160922362 | R-Y-B-N | Secondary Distribution | 0 |  | Jumper | WASP | WASP | WASP | WASP |  |  | Secondary Pole | T-121609223361 | 0 | 0 | [10 empty] | 0 | 9 | 0 | 0 | 0 | 0 | 0 | 0 | 0 | 0 |  |  | 727106.2 | 3763481.4
110525 | 892 | PESCO | 701012160922362 |  | 70 | Jamrud | 7010 | Hayatabad-2 |  | S |  | 12160922362 | 0.4kV | 12160922362 |  | Secondary Distribution | 0 |  | Jumper | [6 empty] | Secondary Pole | T-121609223361 | 0 | 0 | R-Y-B | Common | Connected | TTL |  | St-6 / L-3 | Double pole |  |  |  | 0 | 0 | 0 | 0 | 0 | 0 | 0 | 0 | 0 | 0 |  | Z:\GIS_Pakistan\Survey\Pictures\PESCO\Hayatabad-1\Hayatabad-2\T-121609223361.jpg | 727106.2 | 3763481.4
110524 | 891 | PESCO | 701012160922364 |  | 70 | Jamrud | 7010 | Hayatabad-2 |  | E |  | 12160922364 | 0.4kV | 12160922364 | R-Y-B-N | Secondary Distribution | 0 | 30 | PC Ordinary | WASP | WASP | WASP | WASP |  |  | Secondary Pole | T-121609223343 | 0 | 0 | [10 empty] | 0 | 6 | 0 | 0 | 0 | 0 | 0 | 0 | 0 | 0 |  |  | 727142 | 3763499
110523 | 890 | PESCO | 701012160922364 |  | 70 | Jamrud | 7010 | Hayatabad-2 |  | S |  | 12160922358 | 0.4kV | 12160922358 |  | Secondary Distribution | 0 | 30 | PC Ordinary | [6 empty] | Secondary Pole | T-121609223343 | 0 | 0 | [10 empty] | 0 | 0 | 0 | 0 | 0 | 0 | 0 | 0 | 0 | 0 |  |  | 727115 | 3763511
110522 | 889 | PESCO | 701012160922352 |  | 70 | Jamrud | 7010 | Hayatabad-2 |  | E |  | 12160922352 | 0.4kV | 12160922352 | R-Y-B-N | Secondary Distribution | 0 | 30 | PC Ordinary | WASP | WASP | WASP | WASP |  |  | Secondary Pole | T-121609223343 | 0 | 0 | [10 empty] | 0 | 0 | 0 | 0 | 0 | 0 | 0 | 0 | 0 | 0 |  |  | 727168 | 3763621
110521 | 888 | PESCO | 701012160922352 |  | 70 | Jamrud | 7010 | Hayatabad-2 |  | S |  | 12160922353 | 0.4kV | 12160922353 |  | Secondary Distribution | 0 | 30 | PC Ordinary | [6 empty] | Secondary Pole | T-121609223343 | 0 | 0 | [10 empty] | 0 | 0 | 0 | 0 | 0 | 0 | 0 | 0 | 0 | 0 |  |  | 727149 | 3763579
110520 | 887 | PESCO | 701012160922353 |  | 70 | Jamrud | 7010 | Hayatabad-2 |  | E |  | 12160922353 | 0.4kV | 12160922353 | R-Y-B-N | Secondary Distribution | 0 | 30 | PC Ordinary | WASP | WASP | WASP | WASP |  |  | Secondary Pole | T-121609223343 | 0 | 0 | [10 empty] | 0 | 10 | 0 | 0 | 0 | 0 | 0 | 0 | 0 | 0 |  |  | 727149 | 3763579
110519 | 886 | PESCO | 701012160922353 |  | 70 | Jamrud | 7010 | Hayatabad-2 |  | S |  | 12160922354 | 0.4kV | 12160922354 |  | Secondary Distribution | 0 | 30 | PC Ordinary | [6 empty] | Secondary Pole | T-121609223343 | 0 | 0 | [10 empty] | 0 | 0 | 0 | 0 | 0 | 0 | 0 | 0 | 0 | 0 |  |  | 727139 | 3763557
110518 | 885 | PESCO | 701012160922354 |  | 70 | Jamrud | 7010 | Hayatabad-2 |  | E |  | 12160922354 | 0.4kV | 12160922354 | R-Y-B-N | Secondary Distribution | 0 | 30 | PC Ordinary | WASP | WASP | WASP | WASP |  |  | Secondary Pole | T-121609223343 | 0 | 0 | [10 empty] | 0 | 15 | 0 | 0 | 0 | 0 | 0 | 0 | 0 | 0 |  |  | 727139 | 3763557
110517 | 884 | PESCO | 701012160922354 |  | 70 | Jamrud | 7010 | Hayatabad-2 |  | S |  | 12160922355 | 0.4kV | 12160922355 |  | Secondary Distribution | 0 | 30 | PC Ordinary | [6 empty] | Secondary Pole | T-121609223343 | 0 | 0 | [10 empty] | 0 | 0 | 0 | 0 | 0 | 0 | 0 | 0 | 0 | 0 |  |  | 727114 | 3763571
110516 | 883 | PESCO | 701012160922355 |  | 70 | Jamrud | 7010 | Hayatabad-2 |  | E |  | 12160922355 | 0.4kV | 12160922355 | R-Y-B-N | Secondary Distribution | 0 | 30 | PC Ordinary | WASP | WASP | WASP | WASP |  |  | Secondary Pole | T-121609223343 | 0 | 0 | [10 empty] | 0 | 17 | 0 | 0 | 0 | 0 | 0 | 0 | 0 | 0 |  |  | 727114 | 3763571
110515 | 882 | PESCO | 701012160922355 |  | 70 | Jamrud | 7010 | Hayatabad-2 |  | S |  | 12160922356 | 11kV | 12160922356 |  | Secondary Distribution | 0 | 30 | PC Ordinary | [6 empty] | Secondary Pole | T-121609223343 | 0 | 0 | [10 empty] | 0 | 0 | 0 | 0 | 0 | 0 | 0 | 0 | 0 | 0 |  |  | 727128 | 3763536
110514 | 881 | PESCO | 701012160922357 |  | 70 | Jamrud | 7010 | Hayatabad-2 |  | E |  | 12160922357 | 0.4kV | 12160922357 | R-Y-B-N | Secondary Distribution | 0 | 30 | PC Ordinary | WASP | WASP | WASP | WASP |  |  | Secondary Pole | T-121609223343 | 0 | 0 | [10 empty] | 0 | 11 | 0 | 0 | 0 | 0 | 0 | 0 | 0 | 0 |  |  | 727105 | 3763551
110513 | 880 | PESCO | 701012160922357 |  | 70 | Jamrud | 7010 | Hayatabad-2 |  | S |  | 12160922356 | 0.4kV | 12160922356 |  | Secondary Distribution | 0 | 30 | PC Ordinary | [6 empty] | Secondary Pole | T-121609223343 | 0 | 0 | [10 empty] | 0 | 0 | 0 | 0 | 0 | 0 | 0 | 0 | 0 | 0 |  |  | 727128 | 3763536
110512 | 879 | PESCO | 701012160922356 |  | 70 | Jamrud | 7010 | Hayatabad-2 |  | E |  | 12160922356 | 0.4kV | 12160922356 | R-Y-B-N | Secondary Distribution | 0 | 30 | PC Ordinary | WASP | WASP | WASP | WASP |  |  | Secondary Pole | T-121609223343 | 0 | 0 | [10 empty] | 0 | 8 | 0 | 0 | 0 | 0 | 0 | 0 | 0 | 0 |  |  | 727128 | 3763536
110511 | 878 | PESCO | 701012160922356 |  | 70 | Jamrud | 7010 | Hayatabad-2 |  | S |  | 12160922358 | 0.4kV | 12160922358 |  | Secondary Distribution | 0 | 30 | PC Ordinary | [6 empty] | Secondary Pole | T-121609223343 | 0 | 0 | [10 empty] | 0 | 0 | 0 | 0 | 0 | 0 | 0 | 0 | 0 | 0 |  |  | 727115 | 3763511
110510 | 877 | PESCO | 701012160922358 |  | 70 | Jamrud | 7010 | Hayatabad-2 |  | E |  | 12160922358 | 0.4kV | 12160922358 | R-Y-B-N | Secondary Distribution | 0 | 30 | PC Ordinary | WASP | WASP | WASP | WASP |  |  | Secondary Pole | T-121609223343 | 0 | 0 | [10 empty] | 0 | 16 | 0 | 0 | 0 | 0 | 0 | 0 | 0 | 0 |  |  | 727115 | 3763511
110509 | 876 | PESCO | 701012160922358 |  | 70 | Jamrud | 7010 | Hayatabad-2 |  | S |  | 12160922349 | 0.4kV | 12160922349 |  | Secondary Distribution | 0 | 30 | PC Ordinary | [6 empty] | Secondary Pole | T-121609223343 | 0 | 0 | [10 empty] | 0 | 0 | 0 | 0 | 0 | 0 | 0 | 0 | 0 | 0 |  |  | 727189 | 3763656
110508 | 875 | PESCO | 701012160922349 |  | 70 | Jamrud | 7010 | Hayatabad-2 |  | E |  | 12160922349 | 0.4kV | 12160922349 | R-Y-B-N | Secondary Distribution | 0 | 30 | PC Ordinary | WASP | WASP | WASP | WASP |  |  | Secondary Pole | T-121609223343 | 0 | 0 | [10 empty] | 0 | 20 | 0 | 0 | 0 | 0 | 0 | 0 | 0 | 0 |  |  | 727189 | 3763656
110507 | 874 | PESCO | 701012160922349 |  | 70 | Jamrud | 7010 | Hayatabad-2 |  | S |  | 12160922348 | 0.4kV | 12160922348 |  | Secondary Distribution | 0 | 30 | PC Ordinary | [6 empty] | Secondary Pole | T-121609223343 | 0 | 0 | [10 empty] | 0 | 0 | 0 | 0 | 0 | 0 | 0 | 0 | 0 | 0 |  |  | 727191 | 3763665
110506 | 873 | PESCO | 701012160922348 |  | 70 | Jamrud | 7010 | Hayatabad-2 |  | E |  | 12160922348 | 0.4kV | 12160922348 | R-Y-B-N | Secondary Distribution | 0 | 30 | PC Ordinary | WASP | WASP | WASP | WASP |  |  | Secondary Pole | T-121609223343 | 0 | 0 | [10 empty] | 0 | 11 | 0 | 0 | 0 | 0 | 0 | 0 | 0 | 0 |  |  | 727191 | 3763665
110505 | 872 | PESCO | 701012160922348 |  | 70 | Jamrud | 7010 | Hayatabad-2 |  | S |  | 12160922347 | 0.4kV | 12160922347 |  | Secondary Distribution | 0 | 30 | PC Ordinary | [6 empty] | Secondary Pole | T-121609223343 | 0 | 0 | [10 empty] | 0 | 0 | 0 | 0 | 0 | 0 | 0 | 0 | 0 | 0 |  |  | 727203 | 3763686
110504 | 871 | PESCO | 701012160922347 |  | 70 | Jamrud | 7010 | Hayatabad-2 |  | E |  | 12160922347 | 0.4kV | 12160922347 | R-Y-B-N | Secondary Distribution | 0 | 30 | PC Ordinary | WASP | WASP | WASP | WASP |  |  | Secondary Pole | T-121609223343 | 0 | 0 | [10 empty] | 0 | 25 | 0 | 0 | 0 | 0 | 0 | 0 | 0 | 0 |  |  | 727203 | 3763686
110503 | 870 | PESCO | 701012160922347 |  | 70 | Jamrud | 7010 | Hayatabad-2 |  | S |  | 12160922346 | 0.4kV | 12160922346 |  | Secondary Distribution | 0 | 30 | PC Ordinary | [6 empty] | Secondary Pole | T-121609223343 | 0 | 0 | [10 empty] | 0 | 0 | 0 | 0 | 0 | 0 | 0 | 0 | 0 | 0 |  |  | 727210 | 3763709
110502 | 869 | PESCO | 701012160922346 |  | 70 | Jamrud | 7010 | Hayatabad-2 |  | E |  | 12160922346 | 0.4kV | 12160922346 | R-Y-B-N | Secondary Distribution | 0 | 30 | PC Ordinary | WASP | WASP | WASP | WASP |  |  | Secondary Pole | T-121609223343 | 0 | 0 | [10 empty] | 0 | 24 | 0 | 0 | 0 | 0 | 0 | 0 | 0 | 0 |  |  | 727210 | 3763709
110501 | 868 | PESCO | 701012160922346 |  | 70 | Jamrud | 7010 | Hayatabad-2 |  | S |  | 12160922345 | 0.4kV | 12160922345 |  | Secondary Distribution | 0 | 30 | PC Ordinary | [6 empty] | Secondary Pole | T-121609223343 | 0 | 0 | [10 empty] | 0 | 0 | 0 | 0 | 0 | 0 | 0 | 0 | 0 | 0 |  |  | 727185 | 3763726
110500 | 867 | PESCO | 701012160922345 |  | 70 | Jamrud | 7010 | Hayatabad-2 |  | E |  | 12160922345 | 0.4kV | 12160922345 | R-Y-B-N | Secondary Distribution | 0 | 30 | PC Ordinary | WASP | WASP | WASP | WASP |  |  | Secondary Pole | T-121609223343 | 0 | 0 | [10 empty] | 0 | 18 | 0 | 0 | 0 | 0 | 0 | 0 | 0 | 0 |  |  | 727185 | 3763726
110499 | 866 | PESCO | 701012160922345 |  | 70 | Jamrud | 7010 | Hayatabad-2 |  | S |  | 12160922344 | 0.4kV | 12160922344 |  | Secondary Distribution | 0 |  | Jumper | [6 empty] | Secondary Pole | T-121609223343 | 0 | 0 | [10 empty] | 0 | 0 | 0 | 0 | 0 | 0 | 0 | 0 | 0 | 0 |  |  | 727156 | 3763732
110498 | 865 | PESCO | 701012160922344 |  | 70 | Jamrud | 7010 | Hayatabad-2 |  | E |  | 12160922344 | 0.4kV | 12160922344 | R-Y-B-N | Secondary Distribution | 0 |  | Jumper | WASP | WASP | WASP | WASP |  |  | Secondary Pole | T-121609223343 | 0 | 0 | [10 empty] | 0 | 0 | 0 | 0 | 0 | 0 | 0 | 0 | 0 | 0 |  |  | 727156 | 3763732
110497 | 864 | PESCO | 701012160922344 |  | 70 | Jamrud | 7010 | Hayatabad-2 |  | S |  | 12160922344 | 0.4kV | 12160922344 |  | Secondary Distribution | 0 |  | Jumper | [6 empty] | Secondary Pole | T-121609223343 | 0 | 0 | R-Y-B | Common | Connected | T-Power |  | St-1/L-3 | Double pole |  |  |  | 0 | 0 | 0 | 0 | 0 | 0 | 0 | 0 | 0 | 0 |  | Z:\GIS_Pakistan\Survey\Pictures\PESCO\Hayatabad-1\Hayatabad-2\T-121609223343.jpg | 727156 | 3763732
110496 | 863 | PESCO | 701012160922340 | 0 | 70 | Jamrud | 7010 | Hayatabad-2 |  | E |  | 12160922340 | 0.4kV | 12160922340 | R-Y-B-N | Secondary Distribution | 0 | 36 | PC Ordinary | WASP | WASP | WASP | WASP |  |  | Secondary Pole | T-12160922337 | 0 | 0 | [10 empty] | 0 | 6 | 0 | 0 | 0 | 0 | 0 | 0 | 0 | 0 |  |  | 727104 | 3763774
110495 | 862 | PESCO | 701012160922340 |  | 70 | Jamrud | 7010 | Hayatabad-2 |  | S |  | 12160922339 | 0.4kV | 12160922339 |  | Secondary Distribution | 0 | 36 | PC Ordinary | [6 empty] | Secondary Pole | T-12160922337 | 0 | 0 | [10 empty] | 0 | 0 | 0 | 0 | 0 | 0 | 0 | 0 | 0 | 0 |  |  | 727044 | 3763796
110494 | 861 | PESCO | 701012160922339 |  | 70 | Jamrud | 7010 | Hayatabad-2 |  | E |  | 12160922339 | 0.4kV | 12160922339 | R-Y-B-N | Secondary Distribution | 0 | 36 | PC Ordinary | WASP | WASP | WASP | WASP |  |  | Secondary Pole | T-12160922337 | 0 | 0 | [10 empty] | 0 | 28 | 0 | 0 | 0 | 0 | 0 | 0 | 0 | 0 |  |  | 727044 | 3763796
110493 | 860 | PESCO | 701012160922339 |  | 70 | Jamrud | 7010 | Hayatabad-2 |  | S |  | 12160922338 | 0.4kV | 12160922338 |  | Secondary Distribution | 0 |  | Jumper | [6 empty] | Secondary Pole | T-12160922337 | 0 | 0 | R-Y-B | Common | connected | T-Power |  | St-2/L-3 | Double pole |  |  |  | 0 | 0 | 0 | 0 | 0 | 0 | 0 | 0 | 0 | 0 |  | Z:\GIS_Pakistan\Survey\Pictures\PESCO\Hayatabad-1\Hayatabad-2\T-12160922337.jpg | 727010 | 3763813
110492 | 859 | PESCO | 701012140922164 |  | 70 | Jamrud | 7010 | Hayatabad-2 |  | E |  | 12140922164 | 0.4kV | 12140922164 | R-Y-B-N | Secondary Distribution | 0 | 36 | PC Ordinary | WASP | WASP | WASP | WASP |  |  | Secondary Pole | T-12160922337 | 0 | 0 | [10 empty] | 0 | 0 | 0 | 0 | 0 | 0 | 0 | 0 | 0 | 0 |  |  | 726959 | 3763778
110491 | 858 | PESCO | 701012140922164 |  | 70 | Jamrud | 7010 | Hayatabad-2 |  | S |  | 12160922338 | 0.4kV | 12160922338 |  | Secondary Distribution | 0 |  | Jumper | [6 empty] | Secondary Pole | T-12160922337 | 0 | 0 | [10 empty] | 0 | 0 | 0 | 0 | 0 | 0 | 0 | 0 | 0 | 0 |  |  | 727010 | 3763813
110490 | 857 | PESCO | 701012160922338 |  | 70 | Jamrud | 7010 | Hayatabad-2 |  | E |  | 12160922338 | 0.4kV | 12160922338 | R-Y-B-N | Secondary Distribution | 0 |  | Jumper | WASP | WASP | WASP | WASP |  |  | Secondary Pole | T-12160922337 | 0 | 0 | [10 empty] | 0 | 39 | 3 | 0 | 0 | 0 | 0 | 0 | 0 | 0 |  |  | 727010 | 3763813
110489 | 856 | PESCO | 701012160922338 |  | 70 | Jamrud | 7010 | Hayatabad-2 |  | S |  | 12160922338 | 0.4kV | 12160922338 |  | Secondary Distribution | 0 |  | Jumper | [6 empty] | Secondary Pole | T-12160922337 | 0 | 0 | R-Y-B | Common | connected | T-Power |  | St-2/L-3 | Double pole |  |  |  | 0 | 0 | 0 | 0 | 0 | 0 | 0 | 0 | 0 | 0 |  | Z:\GIS_Pakistan\Survey\Pictures\PESCO\Hayatabad-1\Hayatabad-2\T-12160922337.jpg | 727010 | 3763813
110488 | 855 | PESCO | 701012160922335 |  | 70 | Jamrud | 7010 | Hayatabad-2 |  | E |  | 12160922335 | 0.4kV | 12160922335 | R-Y-B-N | Secondary Distribution | 0 | 36 | PC Ordinary | WASP | WASP | WASP | WASP |  |  | Secondary Pole | UNKNOWN | 0 | 0 | [10 empty] | 0 | 28 | 1 | 0 | 0 | 0 | 0 | 0 | 0 | 0 |  |  | 727141 | 3763697
110487 | 854 | PESCO | 701012160922335 | 0 | 70 | Jamrud | 7010 | Hayatabad-2 |  | S |  | 12160922334 | 0.4kV | 12160922334 |  | Secondary Distribution | 0 | 36 | PC Ordinary | [6 empty] | Secondary Pole | UNKNOWN | 0 | 0 | [10 empty] | 0 | 0 | 0 | 0 | 0 | 0 | 0 | 0 | 0 | 0 |  |  | 727122 | 3763669
110486 | 853 | PESCO | 701012160922334 | 0 | 70 | Jamrud | 7010 | Hayatabad-2 |  | E |  | 12160922334 | 0.4kV | 12160922334 | R-Y-B-N | Secondary Distribution | 0 | 36 | PC Ordinary | WASP | WASP | WASP | WASP |  |  | Secondary Pole | UNKNOWN | 0 | 0 | [10 empty] | 0 | 23 | 1 | 0 | 0 | 0 | 0 | 0 | 0 | 0 |  |  | 727122 | 3763669
110485 | 852 | PESCO | 701012160922334 |  | 70 | Jamrud | 7010 | Hayatabad-2 |  | S |  | 12160922331 | 0.4kV | 12160922331 |  | Secondary Distribution | 0 | 36 | PC Ordinary | [6 empty] | Secondary Pole | UNKNOWN | 0 | 0 | [10 empty] | 0 | 0 | 0 | 0 | 0 | 0 | 0 | 0 | 0 | 0 |  |  | 727102 | 3763617
110484 | 851 | PESCO | 701012160922333 |  | 70 | Jamrud | 7010 | Hayatabad-2 |  | E |  | 12160922333 | 0.4kV | 12160922333 | R-Y-B-N | Secondary Distribution | 0 | 30 | PC Ordinary | ANT | ANT | ANT | ANT |  |  | Secondary Pole | UNKNOWN | 0 | 0 | [10 empty] | 0 | 14 | 0 | 0 | 0 | 0 | 0 | 0 | 0 | 0 |  |  | 727084 | 3763670
110483 | 850 | PESCO | 701012160922333 |  | 70 | Jamrud | 7010 | Hayatabad-2 |  | S |  | 12160922332 | 0.4kV | 12160922332 |  | Secondary Distribution | 0 | 30 | PC Ordinary | [6 empty] | Secondary Pole | UNKNOWN | 0 | 0 | [10 empty] | 0 | 0 | 0 | 0 | 0 | 0 | 0 | 0 | 0 | 0 |  |  | 727068 | 3763642
110482 | 849 | PESCO | 701012160922332 |  | 70 | Jamrud | 7010 | Hayatabad-2 |  | E |  | 12160922332 | 0.4kV | 12160922332 | R-Y-B-N | Secondary Distribution | 0 | 30 | PC Ordinary | WASP | WASP | ANT | ANT |  |  | Secondary Pole | UNKNOWN | 0 | 0 | [10 empty] | 0 | 14 | 1 | 0 | 0 | 0 | 0 | 0 | 0 | 0 |  |  | 727068 | 3763642
110481 | 848 | PESCO | 701012160922332 |  | 70 | Jamrud | 7010 | Hayatabad-2 |  | S |  | 12160922331 | 0.4kV | 12160922331 |  | Secondary Distribution | 0 | 36 | PC Ordinary | [6 empty] | Secondary Pole | UNKNOWN | 0 | 0 | [10 empty] | 0 | 0 | 0 | 0 | 0 | 0 | 0 | 0 | 0 | 0 |  |  | 727102 | 3763617
110480 | 847 | PESCO | 701012160922328 | 1 | 70 | Jamrud | 7010 | Hayatabad-2 |  | E |  | 12160922328 | 0.4kV | 12160922328 | R-Y-B-N | Secondary Distribution | 0 | 36 | PC Ordinary | WASP | WASP | WASP | WASP |  |  | Secondary Pole | UNKNOWN | 0 | 0 | [10 empty] | 0 | 0 | 0 | 0 | 0 | 0 | 0 | 0 | 0 | 0 |  |  | 727082 | 3763577
110479 | 846 | PESCO | 701012160922328 |  | 70 | Jamrud | 7010 | Hayatabad-2 |  | S |  | 12160922331 | 0.4kV | 12160922331 |  | Secondary Distribution | 0 | 36 | PC Ordinary | [6 empty] | Secondary Pole | UNKNOWN | 0 | 0 | [10 empty] | 0 | 0 | 0 | 0 | 0 | 0 | 0 | 0 | 0 | 0 |  |  | 727102 | 3763617
110478 | 845 | PESCO | 701012160922331 |  | 70 | Jamrud | 7010 | Hayatabad-2 |  | E |  | 12160922331 | 0.4kV | 12160922331 | R-Y-B-N | Secondary Distribution | 0 | 36 | PC Ordinary | WASP | WASP | WASP | WASP |  |  | Secondary Pole | UNKNOWN | 0 | 0 | [10 empty] | 0 | 31 | 0 | 0 | 0 | 0 | 0 | 0 | 0 | 0 |  |  | 727102 | 3763617
110477 | 844 | PESCO | 701012160922331 |  | 70 | Jamrud | 7010 | Hayatabad-2 |  | S |  | 12160922331 | 0.4kV | 12160922331 |  | Secondary Distribution | 0 | 36 | PC Ordinary | [6 empty] | Secondary Pole | UNKNOWN | 0 | 0 | [10 empty] | 0 | 0 | 0 | 0 | 0 | 0 | 0 | 0 | 0 | 0 | 200 T/F at St-6/L-2 Ph-3 |  | 727102 | 3763617
110476 | 843 | PESCO | 701012160922328 | 1 | 70 | Jamrud | 7010 | Hayatabad-2 |  | E |  | 12160922328 | 0.4kV | 12160922328 | R-Y-B-N | Secondary Distribution | 0 | 36 | PC Ordinary | ANT | ANT | ANT | ANT |  |  | Secondary Pole | T-12160922317 | 0 | 0 | [10 empty] | 0 | 15 | 4 | 0 | 0 | 0 | 0 | 0 | 0 | 0 |  |  | 727082 | 3763577
110475 | 842 | PESCO | 701012160922328 | 0 | 70 | Jamrud | 7010 | Hayatabad-2 |  | S |  | 12160922327 | 0.4kV | 12160922327 |  | Secondary Distribution | 0 | 36 | PC Ordinary | [6 empty] | Secondary Pole | T-12160922317 | 0 | 0 | [10 empty] | 0 | 0 | 0 | 0 | 0 | 0 | 0 | 0 | 0 | 0 |  |  | 727065 | 3763538
110474 | 841 | PESCO | 701012160922327 | 0 | 70 | Jamrud | 7010 | Hayatabad-2 |  | E |  | 12160922327 | 0.4kV | 12160922327 | R-Y-B-N | Secondary Distribution | 0 | 36 | PC Ordinary | ANT | ANT | ANT | ANT |  |  | Secondary Pole | T-12160922317 | 0 | 0 | [10 empty] | 0 | 16 | 3 | 0 | 0 | 0 | 0 | 0 | 0 | 0 |  |  | 727065 | 3763538
110473 | 840 | PESCO | 701012160922327 |  | 70 | Jamrud | 7010 | Hayatabad-2 |  | S |  | 12160922326 | 0.4kV | 12160922326 |  | Secondary Distribution | 0 | 36 | PC Ordinary | [6 empty] | Secondary Pole | T-12160922317 | 0 | 0 | [10 empty] | 0 | 0 | 0 | 0 | 0 | 0 | 0 | 0 | 0 | 0 |  |  | 727046 | 3763504
110472 | 839 | PESCO | 701012160922326 |  | 70 | Jamrud | 7010 | Hayatabad-2 |  | E |  | 12160922326 | 0.4kV | 12160922326 | R-Y-B-N | Secondary Distribution | 0 | 36 | PC Ordinary | ANT | ANT | ANT | ANT |  |  | Secondary Pole | T-12160922317 | 0 | 0 | [10 empty] | 0 | 4 | 2 | 0 | 0 | 0 | 0 | 0 | 0 | 0 |  |  | 727046 | 3763504
110471 | 838 | PESCO | 701012160922326 |  | 70 | Jamrud | 7010 | Hayatabad-2 |  | S |  | 12160922318 | 0.4kV | 12160922318 |  | Secondary Distribution | 0 |  | Jumper | [6 empty] | Secondary Pole | T-12160922317 | 0 | 0 | [10 empty] | 0 | 0 | 0 | 0 | 0 | 0 | 0 | 0 | 0 | 0 |  |  | 727026.2 | 3763468.4
110470 | 837 | PESCO | 701012160922318 |  | 70 | Jamrud | 7010 | Hayatabad-2 |  | E |  | 12160922318 | 0.4kV | 12160922318 | R-Y-B-N | Secondary Distribution | 0 |  | Jumper | ANT | ANT | ANT | ANT |  |  | Secondary Pole | T-12160922317 | 0 | 0 | [10 empty] | 0 | 4 | 4 | 0 | 0 | 0 | 0 | 0 | 0 | 0 |  |  | 727026.2 | 3763468.4
110469 | 836 | PESCO | 701012160922318 |  | 70 | Jamrud | 7010 | Hayatabad-2 |  | S |  | 12160922318 | 0.4kV | 12160922318 |  | Secondary Distribution | 0 |  | Jumper | [6 empty] | Secondary Pole | T-12160922317 | 0 | 0 | R-Y-B | Common | Connected | Hammad |  | L-2/St-2 Ph-3 | Double pole |  |  |  | 0 | 0 | 0 | 0 | 0 | 0 | 0 | 0 | 0 | 0 |  | Z:\GIS_Pakistan\Survey\Pictures\PESCO\Hayatabad-1\Hayatabad-2\T-12160922317.jpg | 727026.2 | 3763468.4
110468 | 835 | PESCO | 701012160922325 |  | 70 | Jamrud | 7010 | Hayatabad-2 |  | E |  | 12160922325 | 0.4kV | 12160922325 | R-Y-B-N | Secondary Distribution | 0 | 30 | PC Ordinary | ANT | ANT | ANT | ANT |  |  | Secondary Pole | T-12160922313 | 0 | 0 | [10 empty] | 0 | 13 | 2 | 0 | 0 | 0 | 0 | 0 | 0 | 0 |  |  | 727028 | 3763595
110467 | 834 | PESCO | 701012160922325 |  | 70 | Jamrud | 7010 | Hayatabad-2 |  | S |  | 12160922324 | 0.4kV | 12160922324 |  | Secondary Distribution | 0 | 30 | PC Ordinary | [6 empty] | Secondary Pole | T-12160922313 | 0 | 0 | [10 empty] | 0 | 0 | 0 | 0 | 0 | 0 | 0 | 0 | 0 | 0 |  |  | 727017 | 3763563
110466 | 833 | PESCO | 701012160922324 |  | 70 | Jamrud | 7010 | Hayatabad-2 |  | E |  | 12160922324 | 0.4kV | 12160922324 | R-Y-B-N | Secondary Distribution | 0 | 30 | PC Ordinary | ANT | ANT | ANT | ANT |  |  | Secondary Pole | T-12160922313 | 0 | 0 | [10 empty] | 0 | 3 | 2 | 0 | 0 | 0 | 0 | 0 | 0 | 0 |  |  | 727017 | 3763563
110465 | 832 | PESCO | 701012160922324 |  | 70 | Jamrud | 7010 | Hayatabad-2 |  | S |  | 12160922323 | 0.4kV | 12160922323 |  | Secondary Distribution | 0 | 36 | PC Ordinary | [6 empty] | Secondary Pole | T-12160922313 | 0 | 0 | [10 empty] | 0 | 0 | 0 | 0 | 0 | 0 | 0 | 0 | 0 | 0 |  |  | 727007 | 3763544
110464 | 831 | PESCO | 701012160922323 |  | 70 | Jamrud | 7010 | Hayatabad-2 |  | E |  | 12160922323 | 0.4kV | 12160922323 | R-Y-B-N | Secondary Distribution | 0 | 36 | PC Ordinary | ANT | ANT | ANT | ANT |  |  | Secondary Pole | T-12160922313 | 0 | 0 | [10 empty] | 0 | 4 | 3 | 0 | 0 | 0 | 0 | 0 | 0 | 0 |  |  | 727007 | 3763544
110463 | 830 | PESCO | 701012160922323 |  | 70 | Jamrud | 7010 | Hayatabad-2 |  | S |  | 12160922322 | 0.4kV | 12160922322 |  | Secondary Distribution | 0 | 36 | PC Ordinary | [6 empty] | Secondary Pole | T-12160922313 | 0 | 0 | [10 empty] | 0 | 0 | 0 | 0 | 0 | 0 | 0 | 0 | 0 | 0 |  |  | 726986 | 3763499
110462 | 829 | PESCO | 701012160922315 |  | 70 | Jamrud | 7010 | Hayatabad-2 |  | E |  | 12160922315 | 0.4kV | 12160922315 | R-Y-B-N | Secondary Distribution | 0 | 36 | PC Ordinary | ANT | ANT | ANT | ANT |  |  | Secondary Pole | T-12160922313 | 0 | 0 | [10 empty] | 0 | 8 | 5 | 0 | 0 | 0 | 0 | 0 | 0 | 0 |  |  | 727007 | 3763426
110461 | 828 | PESCO | 701012160922315 |  | 70 | Jamrud | 7010 | Hayatabad-2 |  | S |  | 12150922206 | 0.4kV | 12150922206 |  | Secondary Distribution | 0 | 36 | PC Ordinary | [6 empty] | Secondary Pole | T-12160922313 | 0 | 0 | [10 empty] | 0 | 0 | 0 | 0 | 0 | 0 | 0 | 0 | 0 | 0 |  |  | 726965 | 3763461
110460 | 827 | PESCO | 701012150922206 |  | 70 | Jamrud | 7010 | Hayatabad-2 |  | E |  | 12150922206 | 0.4kV | 12150922206 | R-Y-B-N | Secondary Distribution | 0 | 36 | PC Ordinary | ANT | ANT | ANT | ANT |  |  | Secondary Pole | T-12160922313 | 0 | 0 | [10 empty] | 0 | 3 | 1 | 0 | 0 | 0 | 0 | 0 | 0 | 0 |  |  | 726965 | 3763461
110459 | 826 | PESCO | 701012150922206 |  | 70 | Jamrud | 7010 | Hayatabad-2 |  | S |  | 12160922319 | 0.4kV | 12160922319 | R-Y-B-N | Secondary Distribution | 0 | 36 | PC Ordinary | ANT | ANT | ANT | ANT |  |  | Secondary Pole | T-12160922313 | 0 | 0 | [10 empty] | 0 | 3 | 1 | 0 | 0 | 0 | 0 | 0 | 0 | 0 |  |  | 726975 | 3763474
110458 | 825 | PESCO | 701012160922319 |  | 70 | Jamrud | 7010 | Hayatabad-2 |  | E |  | 12160922319 | 0.4kV | 12160922319 | R-Y-B-N | Secondary Distribution | 0 | 36 | PC Ordinary | ANT | ANT | ANT | ANT |  |  | Secondary Pole | T-12160922313 | 0 | 0 | [10 empty] | 0 | 0 | 0 | 0 | 0 | 0 | 0 | 0 | 0 | 0 |  |  | 726975 | 3763474
110457 | 824 | PESCO | 701012160922319 |  | 70 | Jamrud | 7010 | Hayatabad-2 |  | S |  | 12160922322 | 0.4kV | 12160922322 |  | Secondary Distribution | 0 | 36 | PC Ordinary | [6 empty] | Secondary Pole | T-12160922313 | 0 | 0 | [10 empty] | 0 | 0 | 0 | 0 | 0 | 0 | 0 | 0 | 0 | 0 |  |  | 726986 | 3763499
110456 | 823 | PESCO | 701012160922322 |  | 70 | Jamrud | 7010 | Hayatabad-2 |  | E |  | 12160922322 | 0.4kV | 12160922322 | R-Y-B-N | Secondary Distribution | 0 | 36 | PC Ordinary | ANT | ANT | ANT | ANT |  |  | Secondary Pole | T-12160922313 | 0 | 0 | [10 empty] | 0 | 3 | 3 | 0 | 0 | 0 | 0 | 0 | 0 | 0 |  |  | 726986 | 3763499
110455 | 822 | PESCO | 701012160922322 |  | 70 | Jamrud | 7010 | Hayatabad-2 |  | S |  | 12160922322 | 0.4kV | 12160922322 |  | Secondary Distribution | 0 | 36 | PC Ordinary | [6 empty] | Secondary Pole | T-12160922313 | 0 | 0 | [10 empty] | 0 | 0 | 0 | 0 | 0 | 0 | 0 | 0 | 0 | 0 | 100 T/F at St-4/L-2 Ph-3 |  | 726986 | 3763499
110454 | 821 | PESCO | 701012160922318 |  | 70 | Jamrud | 7010 | Hayatabad-2 |  | E |  | 12160922318 | 0.4kV | 12160922318 | R-Y-B-N | Secondary Distribution | 0 | 36 | PC Ordinary | WASP | WASP | WASP | WASP |  |  | Secondary Pole | T-12160922313 | 0 | 0 | [10 empty] | 0 | 5 | 9 | 0 | 0 | 0 | 0 | 0 | 0 | 0 |  |  | 727026.2 | 3763468.4
110453 | 820 | PESCO | 701012160922318 |  | 70 | Jamrud | 7010 | Hayatabad-2 |  | S |  | 12160922315 | 0.4kV | 12160922315 |  | Secondary Distribution | 0 | 36 | PC Ordinary | [6 empty] | Secondary Pole | T-12160922313 | 0 | 0 | [10 empty] | 0 | 0 | 0 | 0 | 0 | 0 | 0 | 0 | 0 | 0 |  |  | 727007 | 3763426
110452 | 819 | PESCO | 701012160922315 |  | 70 | Jamrud | 7010 | Hayatabad-2 |  | E |  | 12160922315 | 0.4kV | 12160922315 | R-Y-B-N | Secondary Distribution | 0 | 36 | PC Ordinary | WASP | WASP | WASP | WASP |  |  | Secondary Pole | T-12160922313 | 0 | 0 | [10 empty] | 0 | 7 | 8 | 0 | 0 | 0 | 0 | 0 | 0 | 0 |  |  | 727007 | 3763426
110451 | 818 | PESCO | 701012160922315 |  | 70 | Jamrud | 7010 | Hayatabad-2 |  | S |  | 12160922314 | 0.4kV | 12160922314 |  | Secondary Distribution | 0 |  | Jumper | [6 empty] | Secondary Pole | T-12160922313 | 0 | 0 | R-Y-B | Common | Connected | Climax |  | St-2/L-2 Ph-3 | Double pole |  |  |  | 0 | 0 | 0 | 0 | 0 | 0 | 0 | 0 | 0 | 0 |  | Z:\GIS_Pakistan\Survey\Pictures\PESCO\Hayatabad-1\Hayatabad-2\T-12160922313.jpg | 726990 | 3763380
110450 | 817 | PESCO | 701012160922279 |  | 70 | Jamrud | 7010 | Hayatabad-2 |  | E |  | 12160922279 | 0.4kV | 12160922279 | R-Y-N | Secondary Distribution | 0 | 36 | PC Ordinary | WASP | WASP |  | WASP |  |  | Secondary Pole | T-12160922313 | 0 | 0 | [10 empty] | 0 | 7 | 4 | 0 | 0 | 0 | 0 | 0 | 0 | 0 |  |  | 726968 | 3763337
110449 | 816 | PESCO | 701012160922279 |  | 70 | Jamrud | 7010 | Hayatabad-2 |  | S |  | 12160922314 | 0.4kV | 12160922314 |  | Secondary Distribution | 0 |  | Jumper | [6 empty] | Secondary Pole | T-12160922313 | 0 | 0 | [10 empty] | 0 | 0 | 0 | 0 | 0 | 0 | 0 | 0 | 0 | 0 |  |  | 726990 | 3763380
110448 | 815 | PESCO | 701012160922314 |  | 70 | Jamrud | 7010 | Hayatabad-2 |  | E |  | 12160922314 | 0.4kV | 12160922314 | R-Y-B-N | Secondary Distribution | 0 |  | Jumper | WASP | WASP | WASP | WASP |  |  | Secondary Pole | T-12160922313 | 0 | 0 | [10 empty] | 0 | 8 | 10 | 0 | 0 | 0 | 0 | 0 | 0 | 0 |  |  | 726990 | 3763380
110447 | 814 | PESCO | 701012160922314 |  | 70 | Jamrud | 7010 | Hayatabad-2 |  | S |  | 12160922314 | 0.4kV | 12160922314 |  | Secondary Distribution | 0 |  | Jumper | [6 empty] | Secondary Pole | T-12160922313 | 0 | 0 | R-Y-B | Common | Connected | Climax |  | St-2/L-2 Ph-3 | Double pole |  |  |  | 0 | 0 | 0 | 0 | 0 | 0 | 0 | 0 | 0 | 0 |  | Z:\GIS_Pakistan\Survey\Pictures\PESCO\Hayatabad-1\Hayatabad-2\T-12160922313.jpg | 726990 | 3763380
110446 | 813 | PESCO | 701012160922311 |  | 70 | Jamrud | 7010 | Hayatabad-2 |  | E |  | 12160922311 | 0.4kV | 12160922311 | R-Y-B-N | Secondary Distribution | 0 | 30 | PC Ordinary | WASP | WASP | WASP | WASP |  |  | Secondary Pole | T-12160922302 | 0 | 0 | [10 empty] | 0 | 0 | 0 | 0 | 0 | 0 | 0 | 0 | 0 | 0 |  |  | 727157 | 3763437
110445 | 812 | PESCO | 701012160922311 |  | 70 | Jamrud | 7010 | Hayatabad-2 |  | S |  | 12160922307 | 0.4kV | 12160922307 |  | Secondary Distribution | 0 | 30 | PC Ordinary | [6 empty] | Secondary Pole | T-12160922302 | 0 | 0 | [10 empty] | 0 | 0 | 0 | 0 | 0 | 0 | 0 | 0 | 0 | 0 |  |  | 727138 | 3763422
110444 | 811 | PESCO | 701012160922308 |  | 70 | Jamrud | 7010 | Hayatabad-2 |  | E |  | 12160922308 | 0.4kV | 12160922308 | R-Y-B-N | Secondary Distribution | 0 | 30 | PC Ordinary | WASP | WASP | WASP | WASP |  |  | Secondary Pole | T-12160922302 | 0 | 0 | [10 empty] | 0 | 15 | 2 | 0 | 0 | 0 | 0 | 0 | 0 | 0 |  |  | 727154 | 3763409
110443 | 810 | PESCO | 701012160922308 |  | 70 | Jamrud | 7010 | Hayatabad-2 |  | S |  | 12160922307 | 0.4kV | 12160922307 |  | Secondary Distribution | 0 | 30 | PC Ordinary | [6 empty] | Secondary Pole | T-12160922302 | 0 | 0 | [10 empty] | 0 | 0 | 0 | 0 | 0 | 0 | 0 | 0 | 0 | 0 |  |  | 727138 | 3763422
110442 | 809 | PESCO | 701012160922307 |  | 70 | Jamrud | 7010 | Hayatabad-2 |  | E |  | 12160922307 | 0.4kV | 12160922307 | R-Y-B-N | Secondary Distribution | 0 | 30 | PC Ordinary | WASP | WASP | WASP | WASP |  |  | Secondary Pole | T-12160922302 | 0 | 0 | [10 empty] | 0 | 9 | 4 | 0 | 0 | 0 | 0 | 0 | 0 | 0 |  |  | 727138 | 3763422
110441 | 808 | PESCO | 701012160922307 |  | 70 | Jamrud | 7010 | Hayatabad-2 |  | S |  | 12160922305 | 0.4kV | 12160922305 |  | Secondary Distribution | 0 | 36 | PC Ordinary | [6 empty] | Secondary Pole | T-12160922302 | 0 | 0 | [10 empty] | 0 | 0 | 0 | 0 | 0 | 0 | 0 | 0 | 0 | 0 |  |  | 727115 | 3763384
110440 | 807 | PESCO | 701012160922306 |  | 70 | Jamrud | 7010 | Hayatabad-2 |  | E |  | 12160922306 | 0.4kV | 12160922306 | R-Y-B-N | Secondary Distribution | 0 | 30 | PC Ordinary | WASP | WASP | WASP | WASP |  |  | Secondary Pole | T-12160922302 | 0 | 0 | [10 empty] | 0 | 22 | 0 | 0 | 0 | 0 | 0 | 0 | 0 | 0 |  |  | 727142 | 3763372
110439 | 806 | PESCO | 701012160922306 |  | 70 | Jamrud | 7010 | Hayatabad-2 |  | S |  | 12160922305 | 0.4kV | 12160922305 |  | Secondary Distribution | 0 | 30 | PC Ordinary | [6 empty] | Secondary Pole | T-12160922302 | 0 | 0 | [10 empty] | 0 | 0 | 0 | 0 | 0 | 0 | 0 | 0 | 0 | 0 |  |  | 727115 | 3763384
110438 | 805 | PESCO | 701012160922305 |  | 70 | Jamrud | 7010 | Hayatabad-2 |  | E |  | 12160922305 | 0.4kV | 12160922305 | R-Y-B-N | Secondary Distribution | 0 | 30 | PC Ordinary | WASP | WASP | WASP | WASP |  |  | Secondary Pole | T-12160922302 | 0 | 0 | [10 empty] | 0 | 10 | 3 | 0 | 0 | 0 | 0 | 0 | 0 | 0 |  |  | 727115 | 3763384
110437 | 804 | PESCO | 701012160922305 |  | 70 | Jamrud | 7010 | Hayatabad-2 |  | S |  | 12160922304 | 0.4kV | 12160922304 |  | Secondary Distribution | 0 | 30 | PC Ordinary | [6 empty] | Secondary Pole | T-12160922302 | 0 | 0 | [10 empty] | 0 | 0 | 0 | 0 | 0 | 0 | 0 | 0 | 0 | 0 |  |  | 727103 | 3763352
110436 | 803 | PESCO | 701012160922304 |  | 70 | Jamrud | 7010 | Hayatabad-2 |  | E |  | 12160922304 | 0.4kV | 12160922304 | R-Y-B-N | Secondary Distribution | 0 | 30 | PC Ordinary | WASP | WASP | WASP | WASP |  |  | Secondary Pole | T-12160922302 | 0 | 0 | [10 empty] | 0 | 7 | 2 | 0 | 0 | 0 | 0 | 0 | 0 | 0 |  |  | 727103 | 3763352
110435 | 802 | PESCO | 701012160922304 |  | 70 | Jamrud | 7010 | Hayatabad-2 |  | S |  | 12160922303 | 0.4kV | 12160922303 |  | Secondary Distribution | 0 |  | Jumper | [6 empty] | Secondary Pole | T-12160922302 | 0 | 0 | R-Y-B | Common | Connected | TTL |  | St-2/L-3 | Double pole |  |  |  | 0 | 0 | 0 | 0 | 0 | 0 | 0 | 0 | 0 | 0 |  | Z:\GIS_Pakistan\Survey\Pictures\PESCO\Hayatabad-1\Hayatabad-2\T-12160922302.jpg | 727087 | 3763315
110434 | 801 | PESCO | 701012160922287 | 0 | 70 | Jamrud | 7010 | Hayatabad-2 |  | E |  | 12160922287 | 0.4kV | 12160922287 |  | Secondary Distribution | 0 | 36 | PC Ordinary | [6 empty] | Secondary Pole | T-12160922302 | 0 | 0 | [10 empty] | 0 | 0 | 0 | 0 | 0 | 0 | 0 | 0 | 0 | 0 |  |  | 727056 | 3763292
110433 | 800 | PESCO | 701012160922287 |  | 70 | Jamrud | 7010 | Hayatabad-2 |  | S |  | 12160922288 | 0.4kV | 12160922288 |  | Secondary Distribution | 0 | 36 | PC Ordinary | [6 empty] | Secondary Pole | T-12160922302 | 0 | 0 | [10 empty] | 0 | 0 | 0 | 0 | 0 | 0 | 0 | 0 | 0 | 0 |  |  | 727074 | 3763287
110432 | 799 | PESCO | 701012160922288 |  | 70 | Jamrud | 7010 | Hayatabad-2 |  | E |  | 12160922288 | 0.4kV | 12160922288 | R-Y-B-N | Secondary Distribution | 0 | 36 | PC Ordinary | WASP | WASP | WASP | WASP |  |  | Secondary Pole | T-12160922302 | 0 | 0 | [10 empty] | 0 | 1 | 3 | 0 | 0 | 0 | 0 | 0 | 0 | 0 |  |  | 727074 | 3763287
110431 | 798 | PESCO | 701012160922288 |  | 70 | Jamrud | 7010 | Hayatabad-2 |  | S |  | 12160922303 | 0.4kV | 12160922303 |  | Secondary Distribution | 0 |  | Jumper | [6 empty] | Secondary Pole | T-12160922302 | 0 | 0 | [10 empty] | 0 | 0 | 0 | 0 | 0 | 0 | 0 | 0 | 0 | 0 |  |  | 727087 | 3763315
110430 | 797 | PESCO | 701012160922303 |  | 70 | Jamrud | 7010 | Hayatabad-2 |  | E |  | 12160922303 | 0.4kV | 12160922303 | R-Y-B-N | Secondary Distribution | 0 |  | Jumper | WASP | WASP | WASP | WASP |  |  | Secondary Pole | T-12160922302 | 0 | 0 | [10 empty] | 0 | 3 | 4 | 0 | 0 | 0 | 0 | 0 | 0 | 0 |  |  | 727087 | 3763315
110429 | 796 | PESCO | 701012160922303 |  | 70 | Jamrud | 7010 | Hayatabad-2 |  | S |  | 12160922303 | 0.4kV | 12160922303 |  | Secondary Distribution | 0 |  | Jumper | [6 empty] | Secondary Pole | T-12160922302 | 0 | 0 | R-Y-B | Common | Connected | TTL |  | St-2/L-3 | Double pole |  |  |  | 0 | 0 | 0 | 0 | 0 | 0 | 0 | 0 | 0 | 0 |  | Z:\GIS_Pakistan\Survey\Pictures\PESCO\Hayatabad-1\Hayatabad-2\T-12160922302.jpg | 727087 | 3763315
110428 | 795 | PESCO | 701012160922300 |  | 70 | Jamrud | 7010 | Hayatabad-2 |  | E |  | 12160922300 | 0.4kV | 12160922300 | R-Y-B-N | Secondary Distribution | 0 | 30 | PC Ordinary | ANT | ANT | ANT | ANT |  |  | Secondary Pole | T-12160922290 | 0 | 0 | [10 empty] | 0 | 12 | 2 | 0 | 0 | 0 | 0 | 0 | 0 | 0 |  |  | 727135 | 3763240
110427 | 794 | PESCO | 701012160922300 |  | 70 | Jamrud | 7010 | Hayatabad-2 |  | S |  | 12160922299 | 0.4kV | 12160922299 |  | Secondary Distribution | 0 | 30 | PC Ordinary | [6 empty] | Secondary Pole | T-12160922290 | 0 | 0 | [10 empty] | 0 | 0 | 0 | 0 | 0 | 0 | 0 | 0 | 0 | 0 |  |  | 727106 | 3763255
110426 | 793 | PESCO | 701012160922299 |  | 70 | Jamrud | 7010 | Hayatabad-2 |  | E |  | 12160922299 | 0.4kV | 12160922299 | R-Y-B-N | Secondary Distribution | 0 | 30 | PC Ordinary | ANT | ANT | ANT | ANT |  |  | Secondary Pole | T-12160922290 | 0 | 0 | [10 empty] | 0 | 9 | 1 | 0 | 0 | 0 | 0 | 0 | 0 | 0 |  |  | 727106 | 3763255
110425 | 792 | PESCO | 701012160922299 |  | 70 | Jamrud | 7010 | Hayatabad-2 |  | S |  | 12160922298 | 0.4kV | 12160922298 |  | Secondary Distribution | 0 | 30 | PC Ordinary | [6 empty] | Secondary Pole | T-12160922290 | 0 | 0 | [10 empty] | 0 | 0 | 0 | 0 | 0 | 0 | 0 | 0 | 0 | 0 |  |  | 727095 | 3763262
110424 | 791 | PESCO | 701012160922298 |  | 70 | Jamrud | 7010 | Hayatabad-2 |  | E |  | 12160922298 | 0.4kV | 12160922298 | R-Y-B-N | Secondary Distribution | 0 | 30 | PC Ordinary | ANT | ANT | ANT | ANT |  |  | Secondary Pole | T-12160922290 | 0 | 0 | [10 empty] | 0 | 0 | 0 | 0 | 0 | 0 | 0 | 0 | 0 | 0 |  |  | 727095 | 3763262
110423 | 790 | PESCO | 701012160922298 |  | 70 | Jamrud | 7010 | Hayatabad-2 |  | S |  | 12160922294 | 0.4kV | 12160922294 |  | Secondary Distribution | 0 | 36 | PC Ordinary | [6 empty] | Secondary Pole | T-12160922290 | 0 | 0 | [10 empty] | 0 | 0 | 0 | 0 | 0 | 0 | 0 | 0 | 0 | 0 |  |  | 727102 | 3763282
110422 | 789 | PESCO | 701012160922297 |  | 70 | Jamrud | 7010 | Hayatabad-2 |  | E |  | 12160922297 | 0.4kV | 12160922297 | R-Y-B-N | Secondary Distribution | 0 | 30 | PC Ordinary | ANT | ANT | ANT | ANT |  |  | Secondary Pole | T-12160922290 | 0 | 0 | [10 empty] | 0 | 7 | 0 | 0 | 0 | 0 | 0 | 0 | 0 | 0 |  |  | 727156 | 3763317
110421 | 788 | PESCO | 701012160922297 |  | 70 | Jamrud | 7010 | Hayatabad-2 |  | S |  | 12160922296 | 0.4kV | 12160922296 |  | Secondary Distribution | 0 | 30 | PC Ordinary | [6 empty] | Secondary Pole | T-12160922290 | 0 | 0 | [10 empty] | 0 | 0 | 0 | 0 | 0 | 0 | 0 | 0 | 0 | 0 |  |  | 727129 | 3763335
110420 | 787 | PESCO | 701012160922296 |  | 70 | Jamrud | 7010 | Hayatabad-2 |  | E |  | 12160922296 | 0.4kV | 12160922296 | R-Y-B-N | Secondary Distribution | 0 | 30 | PC Ordinary | ANT | ANT | ANT | ANT |  |  | Secondary Pole | T-12160922290 | 0 | 0 | [10 empty] | 0 | 4 | 2 | 0 | 0 | 0 | 0 | 0 | 0 | 0 |  |  | 727129 | 3763335
110419 | 786 | PESCO | 701012160922296 |  | 70 | Jamrud | 7010 | Hayatabad-2 |  | S |  | 12160922295 | 0.4kV | 12160922295 |  | Secondary Distribution | 0 | 30 | PC Ordinary | [6 empty] | Secondary Pole | T-12160922290 | 0 | 0 | [10 empty] | 0 | 0 | 0 | 0 | 0 | 0 | 0 | 0 | 0 | 0 |  |  | 727111 | 3763296
110418 | 785 | PESCO | 701012160922295 |  | 70 | Jamrud | 7010 | Hayatabad-2 |  | E |  | 12160922295 | 0.4kV | 12160922295 | R-Y-B-N | Secondary Distribution | 0 | 30 | PC Ordinary | ANT | ANT | ANT | ANT |  |  | Secondary Pole | T-12160922290 | 0 | 0 | [10 empty] | 0 | 22 | 1 | 0 | 0 | 0 | 0 | 0 | 0 | 0 |  |  | 727111 | 3763296
110417 | 784 | PESCO | 701012160922295 |  | 70 | Jamrud | 7010 | Hayatabad-2 |  | S |  | 12160922294 | 0.4kV | 12160922294 |  | Secondary Distribution | 0 | 30 | PC Ordinary | [6 empty] | Secondary Pole | T-12160922290 | 0 | 0 | [10 empty] | 0 | 0 | 0 | 0 | 0 | 0 | 0 | 0 | 0 | 0 |  |  | 727102 | 3763282
110416 | 783 | PESCO | 701012160922294 |  | 70 | Jamrud | 7010 | Hayatabad-2 |  | E |  | 12160922294 | 0.4kV | 12160922294 | R-Y-B-N | Secondary Distribution | 0 | 30 | PC Ordinary | ANT | ANT | ANT | ANT |  |  | Secondary Pole | T-12160922290 | 0 | 0 | [10 empty] | 0 | 0 | 0 | 0 | 0 | 0 | 0 | 0 | 0 | 0 |  |  | 727102 | 3763282
110415 | 782 | PESCO | 701012160922294 |  | 70 | Jamrud | 7010 | Hayatabad-2 |  | S |  | 12160922291 | 0.4kV | 12160922291 |  | Secondary Distribution | 0 |  | Jumper | [6 empty] | Secondary Pole | T-12160922290 | 0 | 0 | R-Y-B | Common | Connected | PEL |  | St-1/L-3 | Double pole |  |  |  | 0 | 0 | 0 | 0 | 0 | 0 | 0 | 0 | 0 | 0 |  | Z:\GIS_Pakistan\Survey\Pictures\PESCO\Hayatabad-1\Hayatabad-2\T-12160922290.jpg | 727089 | 3763285
110414 | 781 | PESCO | 701012160922288 |  | 70 | Jamrud | 7010 | Hayatabad-2 |  | E |  | 12160922288 | 0.4kV | 12160922288 | R-Y-B-N | Secondary Distribution | 0 | 36 | PC Ordinary | ANT | ANT | ANT | ANT |  |  | Secondary Pole | T-12160922290 | 0 | 0 | [10 empty] | 0 | 0 | 0 | 0 | 0 | 0 | 0 | 0 | 0 | 0 |  |  | 727074 | 3763287
110413 | 780 | PESCO | 701012160922288 |  | 70 | Jamrud | 7010 | Hayatabad-2 |  | S |  | 12160922291 | 0.4kV | 12160922291 |  | Secondary Distribution | 0 |  | Jumper | [6 empty] | Secondary Pole | T-12160922290 | 0 | 0 | [10 empty] | 0 | 0 | 0 | 0 | 0 | 0 | 0 | 0 | 0 | 0 |  |  | 727089 | 3763285
110412 | 779 | PESCO | 701012160922291 |  | 70 | Jamrud | 7010 | Hayatabad-2 |  | E |  | 12160922291 | 0.4kV | 12160922291 | R-Y-B-N | Secondary Distribution | 0 |  | Jumper | ANT | ANT | ANT | ANT |  |  | Secondary Pole | T-12160922290 | 0 | 0 | [10 empty] | 0 | 0 | 0 | 0 | 0 | 0 | 0 | 0 | 0 | 0 |  |  | 727089 | 3763285
110411 | 778 | PESCO | 701012160922291 |  | 70 | Jamrud | 7010 | Hayatabad-2 |  | S |  | 12160922291 | 0.4kV | 12160922291 |  | Secondary Distribution | 0 |  | Jumper | [6 empty] | Secondary Pole | T-12160922290 | 0 | 0 | R-Y-B | Common | Connected | PEL |  | St-1/L-3 | Double pole |  |  |  | 0 | 0 | 0 | 0 | 0 | 0 | 0 | 0 | 0 | 0 |  | Z:\GIS_Pakistan\Survey\Pictures\PESCO\Hayatabad-1\Hayatabad-2\T-12160922290.jpg | 727089 | 3763285
110410 | 777 | PESCO | 701012160922287 | 0 | 70 | Jamrud | 7010 | Hayatabad-2 |  | E |  | 12160922287 | 0.4kV | 12160922287 | R-Y-B-N | Secondary Distribution | 0 | 36 | PC Ordinary | WASP | WASP | WASP | WASP |  |  | Secondary Pole | T-12160922283 | 0 | 0 | [10 empty] | 0 | 2 | 2 | 0 | 0 | 0 | 0 | 0 | 0 | 0 |  |  | 727056 | 3763292
110409 | 776 | PESCO | 701012160922287 |  | 70 | Jamrud | 7010 | Hayatabad-2 |  | S |  | 12160922281 | 0.4kV | 12160922281 |  | Secondary Distribution | 0 | 36 | PC Ordinary | [6 empty] | Secondary Pole | T-12160922283 | 0 | 0 | [10 empty] | 0 | 0 | 0 | 0 | 0 | 0 | 0 | 0 | 0 | 0 |  |  | 727022 | 3763313
110408 | 775 | PESCO | 701012160922286 |  | 70 | Jamrud | 7010 | Hayatabad-2 |  | E |  | 12160922286 | 0.4kV | 12160922286 | R-Y-B-N | Secondary Distribution | 0 | 30 | PC Ordinary | ANT | ANT | ANT | ANT |  |  | Secondary Pole | T-12160922283 | 0 | 0 | [10 empty] | 0 | 12 | 8 | 0 | 0 | 0 | 0 | 0 | 0 | 0 |  |  | 727079 | 3763434
110407 | 774 | PESCO | 701012160922286 |  | 70 | Jamrud | 7010 | Hayatabad-2 |  | S |  | 12160922285 | 0.4kV | 12160922285 |  | Secondary Distribution | 0 | 30 | PC Ordinary | [6 empty] | Secondary Pole | T-12160922283 | 0 | 0 | [10 empty] | 0 | 0 | 0 | 0 | 0 | 0 | 0 | 0 | 0 | 0 |  |  | 727058 | 3763392
110406 | 773 | PESCO | 701012160922285 |  | 70 | Jamrud | 7010 | Hayatabad-2 |  | E |  | 12160922285 | 0.4kV | 12160922285 | R-Y-B-N | Secondary Distribution | 0 | 30 | PC Ordinary | ANT | ANT | ANT | ANT |  |  | Secondary Pole | T-12160922283 | 0 | 0 | [10 empty] | 0 | 2 | 6 | 0 | 0 | 0 | 0 | 0 | 0 | 0 |  |  | 727058 | 3763392
110405 | 772 | PESCO | 701012160922285 |  | 70 | Jamrud | 7010 | Hayatabad-2 |  | S |  | 12160922284 | 0.4kV | 12160922284 |  | Secondary Distribution | 0 |  | Jumper | [6 empty] | Secondary Pole | T-12160922283 | 0 | 0 | R-Y-B | Common | Connected | Hammad |  | L-3 Ph-3 | Single Pole |  |  |  | 0 | 0 | 0 | 0 | 0 | 0 | 0 | 0 | 0 | 0 |  | Z:\GIS_Pakistan\Survey\Pictures\PESCO\Hayatabad-1\Hayatabad-2\T-12160922283.jpg | 727037.2 | 3763349.4
110404 | 771 | PESCO | 701012160922281 |  | 70 | Jamrud | 7010 | Hayatabad-2 |  | E |  | 12160922281 | 0.4kV | 12160922281 | R-Y-B-N | Secondary Distribution | 0 | 36 | PC Ordinary | ANT | ANT | ANT | ANT |  |  | Secondary Pole | T-12160922283 | 0 | 0 | [10 empty] | 0 | 8 | 4 | 0 | 0 | 0 | 0 | 0 | 0 | 0 |  |  | 727022 | 3763313
110403 | 770 | PESCO | 701012160922281 |  | 70 | Jamrud | 7010 | Hayatabad-2 |  | S |  | 12160922284 | 0.4kV | 12160922284 |  | Secondary Distribution | 0 |  | Jumper | [6 empty] | Secondary Pole | T-12160922283 | 0 | 0 | [10 empty] | 0 | 0 | 0 | 0 | 0 | 0 | 0 | 0 | 0 | 0 |  |  | 727037.2 | 3763349.4
110402 | 769 | PESCO | 701012160922284 |  | 70 | Jamrud | 7010 | Hayatabad-2 |  | E |  | 12160922284 | 0.4kV | 12160922284 | R-Y-B-N | Secondary Distribution | 0 |  | Jumper | PVC 37/0.083 | PVC 37/0.083 | PVC 37/0.083 | PVC 37/0.083 |  |  | Secondary Pole | T-12160922283 | 0 | 0 | [10 empty] | 0 | 8 | 5 | 0 | 0 | 0 | 0 | 0 | 0 | 0 |  |  | 727037.2 | 3763349.4
110401 | 768 | PESCO | 701012160922284 |  | 70 | Jamrud | 7010 | Hayatabad-2 |  | S |  | 12160922284 | 0.4kV | 12160922284 |  | Secondary Distribution | 0 |  | Jumper | [6 empty] | Secondary Pole | T-12160922283 | 0 | 0 | R-Y-B | Common | Connected | Hammad |  | L-3 Ph-3 | Single Pole |  |  |  | 0 | 0 | 0 | 0 | 0 | 0 | 0 | 0 | 0 | 0 |  | Z:\GIS_Pakistan\Survey\Pictures\PESCO\Hayatabad-1\Hayatabad-2\T-12160922283.jpg | 727037.2 | 3763349.4
110400 | 767 | PESCO | 701012160922278 |  | 70 | Jamrud | 7010 | Hayatabad-2 |  | E |  | 12160922278 | 0.4kV | 12160922278 | R-Y-B-N | Secondary Distribution | 0 | 30 | PC Ordinary | ANT | ANT | ANT | ANT |  |  | Secondary Pole | T-12160922274 | 0 | 0 | [10 empty] | 0 | 9 | 0 | 0 | 0 | 0 | 0 | 0 | 0 | 0 |  |  | 727024 | 3763103
110399 | 766 | PESCO | 701012160922278 |  | 70 | Jamrud | 7010 | Hayatabad-2 |  | S |  | 12160922275 | 0.4kV | 12160922275 |  | Secondary Distribution | 0 |  | Jumper | [6 empty] | Secondary Pole | T-12160922274 | 0 | 0 | R-Y-B | Common | Connected | Hammad |  | St-10 / K-6 | Double pole |  |  |  | 0 | 0 | 0 | 0 | 0 | 0 | 0 | 0 | 0 | 0 |  | Z:\GIS_Pakistan\Survey\Pictures\PESCO\Hayatabad-1\Hayatabad-2\T-12160922274.jpg | 727041 | 3763142
110398 | 765 | PESCO | 701012160922277 |  | 70 | Jamrud | 7010 | Hayatabad-2 |  | E |  | 12160922277 | 0.4kV | 12160922277 | R-Y-B-N | Secondary Distribution | 0 | 30 | PC Ordinary | ANT | ANT | ANT | ANT |  |  | Secondary Pole | T-12160922274 | 0 | 0 | [10 empty] | 0 | 17 | 1 | 0 | 0 | 0 | 0 | 0 | 0 | 0 |  |  | 726991 | 3763128
110397 | 764 | PESCO | 701012160922277 |  | 70 | Jamrud | 7010 | Hayatabad-2 |  | S |  | 12160922276 | 0.4kV | 12160922276 |  | Secondary Distribution | 0 | 30 | PC Ordinary | [6 empty] | Secondary Pole | T-12160922274 | 0 | 0 | [10 empty] | 0 | 0 | 0 | 0 | 0 | 0 | 0 | 0 | 0 | 0 |  |  | 727008 | 3763158
110396 | 763 | PESCO | 701012160922276 |  | 70 | Jamrud | 7010 | Hayatabad-2 |  | E |  | 12160922276 | 0.4kV | 12160922276 | R-Y-B-N | Secondary Distribution | 0 | 30 | PC Ordinary | ANT | ANT | ANT | ANT |  |  | Secondary Pole | T-12160922274 | 0 | 0 | [10 empty] | 0 | 5 | 0 | 0 | 0 | 0 | 0 | 0 | 0 | 0 |  |  | 727008 | 3763158
110395 | 762 | PESCO | 701012160922276 |  | 70 | Jamrud | 7010 | Hayatabad-2 |  | S |  | 12160922275 | 0.4kV | 12160922275 |  | Secondary Distribution | 0 |  | Jumper | [6 empty] | Secondary Pole | T-12160922274 | 0 | 0 | R-Y-B | Common | Connected | Hammad |  | St-10 / K-6 | Double pole |  |  |  | 0 | 0 | 0 | 0 | 0 | 0 | 0 | 0 | 0 | 0 |  | Z:\GIS_Pakistan\Survey\Pictures\PESCO\Hayatabad-1\Hayatabad-2\T-12160922274.jpg | 727041 | 3763142
110394 | 761 | PESCO | 701012160922270 |  | 70 | Jamrud | 7010 | Hayatabad-2 |  | E |  | 12160922270 | 0.4kV | 12160922270 | R-Y-B-N | Secondary Distribution | 0 | 36 | PC Ordinary | ANT | ANT | ANT | ANT |  |  | Secondary Pole | T-12160922274 | 0 | 0 | [10 empty] | 0 | 0 | 0 | 0 | 0 | 0 | 0 | 0 | 0 | 0 |  |  | 727058.1 | 3763176.3
110393 | 760 | PESCO | 701012160922270 |  | 70 | Jamrud | 7010 | Hayatabad-2 |  | S |  | 12160922275 | 0.4kV | 12160922275 |  | Secondary Distribution | 0 |  | Jumper | [6 empty] | Secondary Pole | T-12160922274 | 0 | 0 | [10 empty] | 0 | 0 | 0 | 0 | 0 | 0 | 0 | 0 | 0 | 0 |  |  | 727041 | 3763142
110392 | 759 | PESCO | 701012160922275 |  | 70 | Jamrud | 7010 | Hayatabad-2 |  | E |  | 12160922275 | 0.4kV | 12160922275 | R-Y-B-N | Secondary Distribution | 0 |  | Jumper | ANT | ANT | ANT | ANT |  |  | Secondary Pole | T-12160922274 | 0 | 0 | [10 empty] | 0 | 11 | 0 | 0 | 0 | 0 | 0 | 0 | 0 | 0 |  |  | 727041 | 3763142
110391 | 758 | PESCO | 701012160922275 |  | 70 | Jamrud | 7010 | Hayatabad-2 |  | S |  | 12160922275 | 0.4kV | 12160922275 |  | Secondary Distribution | 0 |  | Jumper | [6 empty] | Secondary Pole | T-12160922274 | 0 | 0 | R-Y-B | Common | Connected | Hammad |  | St-10 / K-6 | Double pole |  |  |  | 0 | 0 | 0 | 0 | 0 | 0 | 0 | 0 | 0 | 0 |  | Z:\GIS_Pakistan\Survey\Pictures\PESCO\Hayatabad-1\Hayatabad-2\T-12160922274.jpg | 727041 | 3763142
110390 | 757 | PESCO | 701012160922272 |  | 70 | Jamrud | 7010 | Hayatabad-2 |  | E |  | 12160922272 | 0.4kV | 12160922272 | R-Y-B-N | Secondary Distribution | 0 | 36 | PC Ordinary | ANT | ANT | ANT | ANT |  |  | Secondary Pole | T-12160922265 | 0 | 0 | [10 empty] | 0 | 16 | 2 | 0 | 0 | 0 | 0 | 0 | 0 | 0 |  |  | 727089 | 3763158
110389 | 756 | PESCO | 701012160922272 |  | 70 | Jamrud | 7010 | Hayatabad-2 |  | S |  | 12160922269 | 0.4kV | 12160922269 |  | Secondary Distribution | 0 | 36 | PC Ordinary | [6 empty] | Secondary Pole | T-12160922265 | 0 | 0 | [10 empty] | 0 | 0 | 0 | 0 | 0 | 0 | 0 | 0 | 0 | 0 |  |  | 727058 | 3763176
110388 | 755 | PESCO | 701012160922269 |  | 70 | Jamrud | 7010 | Hayatabad-2 |  | E |  | 12160922269 | 0.4kV | 12160922269 | R-Y-B-N | Secondary Distribution | 0 | 36 | PC Ordinary | ANT | ANT | ANT | ANT |  |  | Secondary Pole | T-12160922265 | 0 | 0 | [10 empty] | 0 | 4 | 1 | 0 | 0 | 0 | 0 | 0 | 0 | 0 |  |  | 727058 | 3763176
110387 | 754 | PESCO | 701012160922269 |  | 70 | Jamrud | 7010 | Hayatabad-2 |  | S |  | 12160922266 | 0.4kV | 12160922266 |  | Secondary Distribution | 0 |  | Jumper | [6 empty] | Secondary Pole | T-12160922265 | 0 | 0 | R-Y-B | Common | Connected | T-Power |  | Near Masjid-e-Noor Sector-K | Double pole |  |  |  | 0 | 0 | 0 | 0 | 0 | 0 | 0 | 0 | 0 | 0 |  | Z:\GIS_Pakistan\Survey\Pictures\PESCO\Hayatabad-1\Hayatabad-2\T-12160922265.jpg | 727073 | 3763216
110386 | 753 | PESCO | 701012160922268 |  | 70 | Jamrud | 7010 | Hayatabad-2 |  | E |  | 12160922268 | 0.4kV | 12160922268 | R-Y-B-N | Secondary Distribution | 0 | 30 | PC Ordinary | ANT | ANT | ANT | ANT |  |  | Secondary Pole | T-12160922265 | 0 | 0 | [10 empty] | 0 | 0 | 0 | 0 | 0 | 0 | 0 | 0 | 0 | 0 |  |  | 727089 | 3763240
110385 | 752 | PESCO | 701012160922268 |  | 70 | Jamrud | 7010 | Hayatabad-2 |  | S |  | 12160922266 | 0.4kV | 12160922266 |  | Secondary Distribution | 0 |  | Jumper | [6 empty] | Secondary Pole | T-12160922265 | 0 | 0 | R-Y-B | Common | Connected | T-Power |  | Near Masjid-e-Noor Sector-K | Double pole |  |  |  | 0 | 0 | 0 | 0 | 0 | 0 | 0 | 0 | 0 | 0 |  | Z:\GIS_Pakistan\Survey\Pictures\PESCO\Hayatabad-1\Hayatabad-2\T-12160922265.jpg | 727073 | 3763216
110384 | 751 | PESCO | 701012160922263 |  | 70 | Jamrud | 7010 | Hayatabad-2 |  | E |  | 12160922263 | 0.4kV | 12160922263 | R-Y-B-N | Secondary Distribution | 0 | 36 | PC Ordinary | ANT | ANT | ANT | ANT |  |  | Secondary Pole | T-12160922265 | 0 | 0 | [10 empty] | 0 | 0 | 0 | 0 | 0 | 0 | 0 | 0 | 0 | 0 |  |  | 727035.2 | 3763233.4
110383 | 750 | PESCO | 701012160922263 |  | 70 | Jamrud | 7010 | Hayatabad-2 |  | S |  | 12160922266 | 0.4kV | 12160922266 |  | Secondary Distribution | 0 |  | Jumper | [6 empty] | Secondary Pole | T-12160922265 | 0 | 0 | R-Y-B | Common | Connected | T-Power |  | Near Masjid-e-Noor Sector-K | Double pole |  |  |  | 0 | 0 | 0 | 0 | 0 | 0 | 0 | 0 | 0 | 0 |  | Z:\GIS_Pakistan\Survey\Pictures\PESCO\Hayatabad-1\Hayatabad-2\T-12160922265.jpg | 727073 | 3763216
110382 | 749 | PESCO | 701012160922267 |  | 70 | Jamrud | 7010 | Hayatabad-2 |  | E |  | 12160922267 | 0.4kV | 12160922267 | R-Y-B-N | Secondary Distribution | 0 | 36 | PC Ordinary | ANT | ANT | ANT | ANT |  |  | Secondary Pole | T-12160922265 | 0 | 0 | [10 empty] | 0 | 17 | 1 | 0 | 0 | 0 | 0 | 0 | 0 | 0 |  |  | 727123 | 3763192
110381 | 748 | PESCO | 701012160922267 |  | 70 | Jamrud | 7010 | Hayatabad-2 |  | S |  | 12160922266 | 0.4kV | 12160922266 |  | Secondary Distribution | 0 |  | Jumper | [6 empty] | Secondary Pole | T-12160922265 | 0 | 0 | [10 empty] | 0 | 0 | 0 | 0 | 0 | 0 | 0 | 0 | 0 | 0 |  |  | 727073 | 3763216
110380 | 747 | PESCO | 701012160922266 |  | 70 | Jamrud | 7010 | Hayatabad-2 |  | E |  | 12160922266 | 0.4kV | 12160922266 | R-Y-B-N | Secondary Distribution | 0 |  | Jumper | WASP | WASP | WASP | WASP |  |  | Secondary Pole | T-12160922265 | 0 | 0 | [10 empty] | 0 | 9 | 1 | 0 | 0 | 0 | 0 | 0 | 0 | 0 |  |  | 727073 | 3763216
110379 | 746 | PESCO | 701012160922266 |  | 70 | Jamrud | 7010 | Hayatabad-2 |  | S |  | 12160922266 | 0.4kV | 12160922266 |  | Secondary Distribution | 0 |  | Jumper | [6 empty] | Secondary Pole | T-12160922265 | 0 | 0 | R-Y-B | Common | Connected | T-Power |  | Near Masjid-e-Noor Sector-K | Double pole |  |  |  | 0 | 0 | 0 | 0 | 0 | 0 | 0 | 0 | 0 | 0 |  | Z:\GIS_Pakistan\Survey\Pictures\PESCO\Hayatabad-1\Hayatabad-2\T-12160922265.jpg | 727073 | 3763216
110378 | 745 | PESCO | 701012160922258 |  | 70 | Jamrud | 7010 | Hayatabad-2 |  | E |  | 12160922258 | 0.4kV | 12160922258 | R-Y-B-N | Secondary Distribution | 0 | 36 | PC Ordinary | ANT | ANT | ANT | ANT |  |  | Secondary Pole | T-12160922256 | 0 | 0 | [10 empty] | 0 | 0 | 0 | 0 | 0 | 0 | 0 | 0 | 0 | 0 |  |  | 726994 | 3763250
110377 | 744 | PESCO | 701012160922258 |  | 70 | Jamrud | 7010 | Hayatabad-2 |  | S |  | 12160922263 | 0.4kV | 12160922263 |  | Secondary Distribution | 0 | 36 | PC Ordinary | [6 empty] | Secondary Pole | T-12160922256 | 0 | 0 | [10 empty] | 0 | 0 | 0 | 0 | 0 | 0 | 0 | 0 | 0 | 0 |  |  | 727035.2 | 3763233.4
110376 | 743 | PESCO | 701012160922263 |  | 70 | Jamrud | 7010 | Hayatabad-2 |  | E |  | 12160922263 | 0.4kV | 12160922263 | R-Y-B-N | Secondary Distribution | 0 | 36 | PC Ordinary | PVC 19/0.083 | PVC 19/0.083 | PVC 19/0.083 | PVC 19/0.083 |  |  | Secondary Pole | T-12160922256 | 0 | 0 | [10 empty] | 0 | 7 | 2 | 0 | 0 | 0 | 0 | 0 | 0 | 0 |  |  | 727035.2 | 3763233.4
110375 | 742 | PESCO | 701012160922263 |  | 70 | Jamrud | 7010 | Hayatabad-2 |  | S |  | 12160922263 | 0.4kV | 12160922263 |  | Secondary Distribution | 0 | 36 | PC Ordinary | [6 empty] | Secondary Pole | T-12160922256 | 0 | 0 | [10 empty] | 0 | 0 | 0 | 0 | 0 | 0 | 0 | 0 | 0 | 0 | 50 T/F at Rohila Market |  | 727035.2 | 3763233.4
110374 | 741 | PESCO | 701012160922260 |  | 70 | Jamrud | 7010 | Hayatabad-2 |  | E |  | 12160922260 | 0.4kV | 12160922260 | R-Y-B-N | Secondary Distribution | 0 | 30 | PC Ordinary | ANT | ANT | ANT | ANT |  |  | Secondary Pole | T-12160922256 | 0 | 0 | [10 empty] | 0 | 8 | 4 | 0 | 0 | 0 | 0 | 0 | 0 | 0 |  |  | 726930 | 3763223
110373 | 740 | PESCO | 701012160922260 |  | 70 | Jamrud | 7010 | Hayatabad-2 |  | S |  | 12160922259 | 0.4kV | 12160922259 |  | Secondary Distribution | 0 | 30 | PC Ordinary | [6 empty] | Secondary Pole | T-12160922256 | 0 | 0 | [10 empty] | 0 | 0 | 0 | 0 | 0 | 0 | 0 | 0 | 0 | 0 |  |  | 726973 | 3763206
110372 | 739 | PESCO | 701012160922259 |  | 70 | Jamrud | 7010 | Hayatabad-2 |  | E |  | 12160922259 | 0.4kV | 12160922259 | R-Y-B-N | Secondary Distribution | 0 | 30 | PC Ordinary | ANT | ANT | ANT | ANT |  |  | Secondary Pole | T-12160922256 | 0 | 0 | [10 empty] | 0 | 7 | 4 | 0 | 0 | 0 | 0 | 0 | 0 | 0 |  |  | 726973 | 3763206
110371 | 738 | PESCO | 701012160922259 |  | 70 | Jamrud | 7010 | Hayatabad-2 |  | S |  | 12160922258 | 0.4kV | 12160922258 |  | Secondary Distribution | 0 | 36 | PC Ordinary | [6 empty] | Secondary Pole | T-12160922256 | 0 | 0 | [10 empty] | 0 | 0 | 0 | 0 | 0 | 0 | 0 | 0 | 0 | 0 |  |  | 726994 | 3763250
110370 | 737 | PESCO | 701012160922258 |  | 70 | Jamrud | 7010 | Hayatabad-2 |  | E |  | 12160922258 | 0.4kV | 12160922258 | R-Y-B-N | Secondary Distribution | 0 | 36 | PC Ordinary | ANT | ANT | ANT | ANT |  |  | Secondary Pole | T-12160922256 | 0 | 0 | [10 empty] | 0 | 4 | 7 | 0 | 0 | 0 | 0 | 0 | 0 | 0 |  |  | 726994 | 3763250
110369 | 736 | PESCO | 701012160922258 |  | 70 | Jamrud | 7010 | Hayatabad-2 |  | S |  | 12160922257 | 0.4kV | 12160922257 |  | Secondary Distribution | 0 |  | Jumper | [6 empty] | Secondary Pole | T-12160922256 | 0 | 0 | R-Y-B | Common | Connected | PEL |  | House No.46/K-6 | Single Pole |  |  |  | 0 | 0 | 0 | 0 | 0 | 0 | 0 | 0 | 0 | 0 |  | Z:\GIS_Pakistan\Survey\Pictures\PESCO\Hayatabad-1\Hayatabad-2\T-12160922256.jpg | 726941.2 | 3763279.4
110368 | 735 | PESCO | 701012160922254 |  | 70 | Jamrud | 7010 | Hayatabad-2 |  | E |  | 12160922254 | 0.4kV | 12160922254 | R-Y-B-N | Secondary Distribution | 0 | 36 | PC Ordinary | WASP | WASP | WASP | WASP |  |  | Secondary Pole | T-12160922256 | 0 | 0 | [10 empty] | 0 | 0 | 0 | 0 | 0 | 0 | 0 | 0 | 0 | 0 |  |  | 726907 | 3763294
110367 | 734 | PESCO | 701012160922254 |  | 70 | Jamrud | 7010 | Hayatabad-2 |  | S |  | 12160922257 | 0.4kV | 12160922257 |  | Secondary Distribution | 0 |  | Jumper | [6 empty] | Secondary Pole | T-12160922256 | 0 | 0 | [10 empty] | 0 | 0 | 0 | 0 | 0 | 0 | 0 | 0 | 0 | 0 |  |  | 726941.2 | 3763279.4
110366 | 733 | PESCO | 701012160922257 |  | 70 | Jamrud | 7010 | Hayatabad-2 |  | E |  | 12160922257 | 0.4kV | 12160922257 | R-Y-B-N | Secondary Distribution | 0 |  | Jumper | ANT | ANT | ANT | ANT |  |  | Secondary Pole | T-12160922256 | 0 | 0 | [10 empty] | 0 | 4 | 7 | 0 | 0 | 0 | 0 | 0 | 0 | 0 |  |  | 726941.2 | 3763279.4
110365 | 732 | PESCO | 701012160922257 |  | 70 | Jamrud | 7010 | Hayatabad-2 |  | S |  | 12160922257 | 0.4kV | 12160922257 |  | Secondary Distribution | 0 |  | Jumper | [6 empty] | Secondary Pole | T-12160922256 | 0 | 0 | R-Y-B | Common | Connected | PEL |  | House No.46/K-6 | Single Pole |  |  |  | 0 | 0 | 0 | 0 | 0 | 0 | 0 | 0 | 0 | 0 |  | Z:\GIS_Pakistan\Survey\Pictures\PESCO\Hayatabad-1\Hayatabad-2\T-12160922256.jpg | 726941.2 | 3763279.4
110364 | 731 | PESCO | 701012160922254 |  | 70 | Jamrud | 7010 | Hayatabad-2 |  | E |  | 12160922254 | 0.4kV | 12160922254 | R-Y-B-N | Secondary Distribution | 0 | 30 | PC Ordinary | WASP | WASP | WASP | WASP |  |  | Secondary Pole | T-12150922248 | 0 | 0 | [10 empty] | 0 | 3 | 6 | 0 | 0 | 0 | 0 | 0 | 0 | 0 |  |  | 726907 | 3763294
110363 | 730 | PESCO | 701012160922254 |  | 70 | Jamrud | 7010 | Hayatabad-2 |  | S |  | 12160922253 | 0.4kV | 12160922253 |  | Secondary Distribution | 0 | 30 | PC Ordinary | [6 empty] | Secondary Pole | T-12150922248 | 0 | 0 | [10 empty] | 0 | 0 | 0 | 0 | 0 | 0 | 0 | 0 | 0 | 0 |  |  | 726879 | 3763307
110362 | 729 | PESCO | 701012160922253 |  | 70 | Jamrud | 7010 | Hayatabad-2 |  | E |  | 12160922253 | 0.4kV | 12160922253 | R-Y-B-N | Secondary Distribution | 0 | 30 | PC Ordinary | WASP | WASP | WASP | WASP |  |  | Secondary Pole | T-12150922248 | 0 | 0 | [10 empty] | 0 | 3 | 2 | 0 | 0 | 0 | 0 | 0 | 0 | 0 |  |  | 726879 | 3763307
110361 | 728 | PESCO | 701012160922253 |  | 70 | Jamrud | 7010 | Hayatabad-2 |  | S |  | 12160922249 | 0.4kV | 12160922249 |  | Secondary Distribution | 0 |  | Jumper | [6 empty] | Secondary Pole | T-12150922248 | 0 | 0 | R-Y-B | Common | Connected | T-Power |  | K-5 Hayatabad | Double pole |  |  |  | 0 | 0 | 0 | 0 | 0 | 0 | 0 | 0 | 0 | 0 |  | Z:\GIS_Pakistan\Survey\Pictures\PESCO\Hayatabad-1\Hayatabad-2\T-12150922248.jpg | 726860 | 3763314
110360 | 727 | PESCO | 701012160922253 |  | 70 | Jamrud | 7010 | Hayatabad-2 |  | E |  | 12160922253 | 0.4kV | 12160922253 | R-Y-B-N | Secondary Distribution | 0 | 30 | PC Ordinary | WASP | WASP | WASP | WASP |  |  | Secondary Pole | T-12150922248 | 0 | 0 | [10 empty] | 0 | 0 | 0 | 0 | 0 | 0 | 0 | 0 | 0 | 0 |  |  | 726879 | 3763307
110359 | 726 | PESCO | 701012160922253 |  | 70 | Jamrud | 7010 | Hayatabad-2 |  | S |  | 12160922252 | 0.4kV | 12160922252 |  | Secondary Distribution | 0 | 30 | PC Ordinary | [6 empty] | Secondary Pole | T-12150922248 | 0 | 0 | [10 empty] | 0 | 0 | 0 | 0 | 0 | 0 | 0 | 0 | 0 | 0 |  |  | 726828 | 3763238
110358 | 725 | PESCO | 701012160922252 |  | 70 | Jamrud | 7010 | Hayatabad-2 |  | E |  | 12160922252 | 0.4kV | 12160922252 | R-Y-B-N | Secondary Distribution | 0 | 30 | PC Ordinary | WASP | WASP | WASP | WASP |  |  | Secondary Pole | T-12150922248 | 0 | 0 | [10 empty] | 0 | 0 | 2 | 0 | 0 | 0 | 0 | 0 | 0 | 0 |  |  | 726828 | 3763238
110357 | 724 | PESCO | 701012160922252 |  | 70 | Jamrud | 7010 | Hayatabad-2 |  | S |  | 12160922251 | 0.4kV | 12160922251 |  | Secondary Distribution | 0 | 30 | PC Ordinary | [6 empty] | Secondary Pole | T-12150922248 | 0 | 0 | [10 empty] | 0 | 0 | 0 | 0 | 0 | 0 | 0 | 0 | 0 | 0 |  |  | 726840 | 3763265
110356 | 723 | PESCO | 701012160922251 |  | 70 | Jamrud | 7010 | Hayatabad-2 |  | E |  | 12160922251 | 0.4kV | 12160922251 | R-Y-B-N | Secondary Distribution | 0 | 30 | PC Ordinary | WASP | WASP | WASP | WASP |  |  | Secondary Pole | T-12150922248 | 0 | 0 | [10 empty] | 0 | 5 | 8 | 0 | 0 | 0 | 0 | 0 | 0 | 0 |  |  | 726840 | 3763265
110355 | 722 | PESCO | 701012160922251 |  | 70 | Jamrud | 7010 | Hayatabad-2 |  | S |  | 12160922249 | 0.4kV | 12160922249 |  | Secondary Distribution | 0 |  | Jumper | [6 empty] | Secondary Pole | T-12150922248 | 0 | 0 | R-Y-B | Common | Connected | T-Power |  | K-5 Hayatabad | Double pole |  |  |  | 0 | 0 | 0 | 0 | 0 | 0 | 0 | 0 | 0 | 0 |  | Z:\GIS_Pakistan\Survey\Pictures\PESCO\Hayatabad-1\Hayatabad-2\T-12150922248.jpg | 726860 | 3763314
110354 | 721 | PESCO | 701012160922250 |  | 70 | Jamrud | 7010 | Hayatabad-2 |  | E |  | 12160922250 | 0.4kV | 12160922250 | R-Y-B-N | Secondary Distribution | 0 | 36 | PC Ordinary | ANT | ANT | ANT | ANT |  |  | Secondary Pole | T-12150922248 | 0 | 0 | [10 empty] | 0 | 0 | 0 | 0 | 0 | 0 | 0 | 0 | 0 | 0 |  |  | 726798 | 3763313
110353 | 720 | PESCO | 701012160922250 |  | 70 | Jamrud | 7010 | Hayatabad-2 |  | S |  | 12150922239 | 0.4kV | 12150922239 |  | Secondary Distribution | 0 | 36 | PC Ordinary | [6 empty] | Secondary Pole | T-12150922248 | 0 | 0 | [10 empty] | 0 | 0 | 0 | 0 | 0 | 0 | 0 | 0 | 0 | 0 |  |  | 726811 | 3763338
110352 | 719 | PESCO | 701012150922239 |  | 70 | Jamrud | 7010 | Hayatabad-2 |  | E |  | 12150922239 | 0.4kV | 12150922239 | R-Y-B-N | Secondary Distribution | 0 | 36 | PC Ordinary | WASP | WASP | WASP | WASP |  |  | Secondary Pole | T-12150922248 | 0 | 0 | [10 empty] | 0 | 0 | 1 | 0 | 0 | 0 | 0 | 0 | 0 | 0 |  |  | 726811 | 3763338
110351 | 718 | PESCO | 701012150922239 |  | 70 | Jamrud | 7010 | Hayatabad-2 |  | S |  | 12160922249 | 0.4kV | 12160922249 |  | Secondary Distribution | 0 |  | Jumper | [6 empty] | Secondary Pole | T-12150922248 | 0 | 0 | [10 empty] | 0 | 0 | 0 | 0 | 0 | 0 | 0 | 0 | 0 | 0 |  |  | 726860 | 3763314
110350 | 717 | PESCO | 701012160922249 |  | 70 | Jamrud | 7010 | Hayatabad-2 |  | E |  | 12160922249 | 0.4kV | 12160922249 | R-Y-B-N | Secondary Distribution | 0 |  | Jumper | WASP | WASP | WASP | WASP |  |  | Secondary Pole | T-12150922248 | 0 | 0 | [10 empty] | 0 | 6 | 5 | 0 | 0 | 0 | 0 | 0 | 0 | 0 |  |  | 726860 | 3763314
110349 | 716 | PESCO | 701012160922249 |  | 70 | Jamrud | 7010 | Hayatabad-2 |  | S |  | 12160922249 | 0.4kV | 12160922249 |  | Secondary Distribution | 0 |  | Jumper | [6 empty] | Secondary Pole | T-12150922248 | 0 | 0 | R-Y-B | Common | Connected | T-Power |  | K-5 Hayatabad | Double pole |  |  |  | 0 | 0 | 0 | 0 | 0 | 0 | 0 | 0 | 0 | 0 |  | Z:\GIS_Pakistan\Survey\Pictures\PESCO\Hayatabad-1\Hayatabad-2\T-12150922248.jpg | 726860 | 3763314
110348 | 715 | PESCO | 701012150922246 |  | 70 | Jamrud | 7010 | Hayatabad-2 |  | E |  | 12150922246 | 0.4kV | 12150922246 | R-Y-B-N | Secondary Distribution | 0 | 30 | PC Ordinary | WASP | WASP | WASP | WASP |  |  | Secondary Pole | T-12150922236 | 0 | 0 | [10 empty] | 0 | 0 | 2 | 0 | 0 | 0 | 0 | 0 | 0 | 0 |  |  | 726514 | 3763450
110347 | 714 | PESCO | 701012150922246 |  | 70 | Jamrud | 7010 | Hayatabad-2 |  | S |  | 12150922245 | 0.4kV | 12150922245 |  | Secondary Distribution | 0 | 30 | PC Ordinary | [6 empty] | Secondary Pole | T-12150922236 | 0 | 0 | [10 empty] | 0 | 0 | 0 | 0 | 0 | 0 | 0 | 0 | 0 | 0 |  |  | 726534 | 3763467
110346 | 713 | PESCO | 701012150922245 |  | 70 | Jamrud | 7010 | Hayatabad-2 |  | E |  | 12150922245 | 0.4kV | 12150922245 | R-Y-B-N | Secondary Distribution | 0 | 30 | PC Ordinary | WASP | WASP | WASP | WASP |  |  | Secondary Pole | T-12150922236 | 0 | 0 | [10 empty] | 0 | 0 | 0 | 0 | 0 | 0 | 0 | 0 | 0 | 0 |  |  | 726534 | 3763467
110345 | 712 | PESCO | 701012150922245 |  | 70 | Jamrud | 7010 | Hayatabad-2 |  | S |  | 12150922244 | 0.4kV | 12150922244 |  | Secondary Distribution | 0 | 30 | PC Ordinary | [6 empty] | Secondary Pole | T-12150922236 | 0 | 0 | [10 empty] | 0 | 0 | 0 | 0 | 0 | 0 | 0 | 0 | 0 | 0 |  |  | 726566 | 3763453
110344 | 711 | PESCO | 701012150922244 |  | 70 | Jamrud | 7010 | Hayatabad-2 |  | E |  | 12150922244 | 0.4kV | 12150922244 | R-Y-B-N | Secondary Distribution | 0 | 30 | PC Ordinary | WASP | WASP | WASP | WASP |  |  | Secondary Pole | T-12150922236 | 0 | 0 | [10 empty] | 0 | 0 | 1 | 0 | 0 | 0 | 0 | 0 | 0 | 0 |  |  | 726566 | 3763453
110343 | 710 | PESCO | 701012150922244 |  | 70 | Jamrud | 7010 | Hayatabad-2 |  | S |  | 12150922243 | 0.4kV | 12150922243 |  | Secondary Distribution | 0 | 36 | PC Ordinary | [6 empty] | Secondary Pole | T-12150922236 | 0 | 0 | [10 empty] | 0 | 0 | 0 | 0 | 0 | 0 | 0 | 0 | 0 | 0 |  |  | 726597 | 3763437
110342 | 709 | PESCO | 701012150922243 |  | 70 | Jamrud | 7010 | Hayatabad-2 |  | E |  | 12150922243 | 0.4kV | 12150922243 | R-Y-B-N | Secondary Distribution | 0 | 36 | PC Ordinary | ANT | ANT | ANT | ANT |  |  | Secondary Pole | T-12150922236 | 0 | 0 | [10 empty] | 0 | 2 | 4 | 0 | 0 | 0 | 0 | 0 | 0 | 0 |  |  | 726597 | 3763437
110341 | 708 | PESCO | 701012150922243 |  | 70 | Jamrud | 7010 | Hayatabad-2 |  | S |  | 12150922242 | 0.4kV | 12150922242 |  | Secondary Distribution | 0 | 36 | PC Ordinary | [6 empty] | Secondary Pole | T-12150922236 | 0 | 0 | [10 empty] | 0 | 0 | 0 | 0 | 0 | 0 | 0 | 0 | 0 | 0 |  |  | 726629 | 3763428
110340 | 707 | PESCO | 701012150922238 |  | 70 | Jamrud | 7010 | Hayatabad-2 |  | E |  | 12150922238 | 0.4kV | 12150922238 | R-Y-B-N | Secondary Distribution | 0 | 36 | PC Ordinary | WASP | WASP | WASP | WASP |  |  | Secondary Pole | T-12150922236 | 0 | 0 | [10 empty] | 0 | 0 | 0 | 0 | 0 | 0 | 0 | 0 | 0 | 0 |  |  | 726682 | 3763397
110339 | 706 | PESCO | 701012150922238 |  | 70 | Jamrud | 7010 | Hayatabad-2 |  | S |  | 12150922242 | 0.4kV | 12150922242 |  | Secondary Distribution | 0 | 36 | PC Ordinary | [6 empty] | Secondary Pole | T-12150922236 | 0 | 0 | [10 empty] | 0 | 0 | 0 | 0 | 0 | 0 | 0 | 0 | 0 | 0 |  |  | 726629 | 3763428
110338 | 705 | PESCO | 701012150922242 |  | 70 | Jamrud | 7010 | Hayatabad-2 |  | E |  | 12150922242 | 0.4kV | 12150922242 | R-Y-B-N | Secondary Distribution | 0 | 36 | PC Ordinary | ANT | ANT | ANT | ANT |  |  | Secondary Pole | T-12150922236 | 0 | 0 | [10 empty] | 0 | 2 | 6 | 0 | 0 | 0 | 0 | 0 | 0 | 0 |  |  | 726629 | 3763428
110337 | 704 | PESCO | 701012150922242 |  | 70 | Jamrud | 7010 | Hayatabad-2 |  | S |  | 12150922242 | 0.4kV | 12150922242 |  | Secondary Distribution | 0 | 36 | PC Ordinary | [6 empty] | Secondary Pole | T-12150922236 | 0 | 0 | [10 empty] | 0 | 0 | 0 | 0 | 0 | 0 | 0 | 0 | 0 | 0 | T/F at St-1A K-5 near H/No.01 to17 |  | 726629 | 3763428
110336 | 703 | PESCO | 701012150922239 |  | 70 | Jamrud | 7010 | Hayatabad-2 |  | E |  | 12150922239 | 0.4kV | 12150922239 | R-Y-B-N | Secondary Distribution | 0 | 36 | PC Ordinary | WASP | WASP | WASP | WASP |  |  | Secondary Pole | T-12150922236 | 0 | 0 | [10 empty] | 0 | 2 | 6 | 0 | 0 | 0 | 0 | 0 | 0 | 0 |  |  | 726811 | 3763338
110335 | 702 | PESCO | 701012150922239 |  | 70 | Jamrud | 7010 | Hayatabad-2 |  | S |  | 12150922234 | 0.4kV | 12150922234 |  | Secondary Distribution | 0 | 36 | PC Ordinary | [6 empty] | Secondary Pole | T-12150922236 | 0 | 0 | [10 empty] | 0 | 0 | 0 | 0 | 0 | 0 | 0 | 0 | 0 | 0 |  |  | 726765 | 3763361
110334 | 701 | PESCO | 701012150922238 |  | 70 | Jamrud | 7010 | Hayatabad-2 |  | E |  | 12150922238 | 0.4kV | 12150922238 | R-Y-B-N | Secondary Distribution | 0 | 36 | PC Ordinary | WASP | WASP | WASP | WASP |  |  | Secondary Pole | T-12150922236 | 0 | 0 | [10 empty] | 0 | 5 | 8 | 0 | 0 | 0 | 0 | 0 | 0 | 0 |  |  | 726682 | 3763397
110333 | 700 | PESCO | 701012150922238 |  | 70 | Jamrud | 7010 | Hayatabad-2 |  | S |  | 12150922237 | 0.4kV | 12150922237 |  | Secondary Distribution | 0 |  | Jumper | [6 empty] | Secondary Pole | T-12150922236 | 0 | 0 | R-Y-B | Common | Connected | PEL |  | House No.17/L-1 | Single Pole |  |  |  | 0 | 0 | 0 | 0 | 0 | 0 | 0 | 0 | 0 | 0 |  | Z:\GIS_Pakistan\Survey\Pictures\PESCO\Hayatabad-1\Hayatabad-2\T-12150922236.jpg | 726727.4 | 3763377.8
110332 | 699 | PESCO | 701012150922221 |  | 70 | Jamrud | 7010 | Hayatabad-2 |  | E |  | 12150922221 | 0.4kV | 12150922221 | R-Y-B-N | Secondary Distribution | 0 | 36 | PC Ordinary | WASP | WASP | WASP | WASP |  |  | Secondary Pole | T-12150922236 | 0 | 0 | [10 empty] | 0 | 0 | 0 | 0 | 0 | 0 | 0 | 0 | 0 | 0 |  |  | 726792 | 3763415
110331 | 698 | PESCO | 701012150922221 |  | 70 | Jamrud | 7010 | Hayatabad-2 |  | S |  | 12150922233 | 0.4kV | 12150922233 |  | Secondary Distribution | 0 | 36 | PC Ordinary | [6 empty] | Secondary Pole | T-12150922236 | 0 | 0 | [10 empty] | 0 | 0 | 0 | 0 | 0 | 0 | 0 | 0 | 0 | 0 |  |  | 726767 | 3763377
110330 | 697 | PESCO | 701012150922233 |  | 70 | Jamrud | 7010 | Hayatabad-2 |  | E |  | 12150922233 | 0.4kV | 12150922233 | R-Y-B-N | Secondary Distribution | 0 | 36 | PC Ordinary | WASP | WASP | WASP | WASP |  |  | Secondary Pole | T-12150922236 | 0 | 0 | [10 empty] | 0 | 2 | 1 | 0 | 0 | 0 | 0 | 0 | 0 | 0 |  |  | 726767 | 3763377
110329 | 696 | PESCO | 701012150922233 |  | 70 | Jamrud | 7010 | Hayatabad-2 |  | S |  | 12150922234 | 0.4kV | 12150922234 |  | Secondary Distribution | 0 | 36 | PC Ordinary | [6 empty] | Secondary Pole | T-12150922236 | 0 | 0 | [10 empty] | 0 | 0 | 0 | 0 | 0 | 0 | 0 | 0 | 0 | 0 |  |  | 726765 | 3763361
110328 | 695 | PESCO | 701012150922234 |  | 70 | Jamrud | 7010 | Hayatabad-2 |  | E |  | 12150922234 | 0.4kV | 12150922234 | R-Y-B-N | Secondary Distribution | 0 | 36 | PC Ordinary | WASP | WASP | WASP | WASP |  |  | Secondary Pole | T-12150922236 | 0 | 0 | [10 empty] | 0 | 2 | 3 | 0 | 0 | 0 | 0 | 0 | 0 | 0 |  |  | 726765 | 3763361
110327 | 694 | PESCO | 701012150922234 |  | 70 | Jamrud | 7010 | Hayatabad-2 |  | S |  | 12150922237 | 0.4kV | 12150922237 |  | Secondary Distribution | 0 |  | Jumper | [6 empty] | Secondary Pole | T-12150922236 | 0 | 0 | [10 empty] | 0 | 0 | 0 | 0 | 0 | 0 | 0 | 0 | 0 | 0 |  |  | 726727.4 | 3763377.8
110326 | 693 | PESCO | 701012150922237 |  | 70 | Jamrud | 7010 | Hayatabad-2 |  | E |  | 12150922237 | 0.4kV | 12150922237 | R-Y-B-N | Secondary Distribution | 0 |  | Jumper | ANT | ANT | ANT | ANT |  |  | Secondary Pole | T-12150922236 | 0 | 0 | [10 empty] | 0 | 4 | 5 | 0 | 0 | 0 | 0 | 0 | 0 | 0 |  |  | 726727.4 | 3763377.8
110325 | 692 | PESCO | 701012150922237 |  | 70 | Jamrud | 7010 | Hayatabad-2 |  | S |  | 12150922237 | 0.4kV | 12150922237 |  | Secondary Distribution | 0 |  | Jumper | [6 empty] | Secondary Pole | T-12150922236 | 0 | 0 | R-Y-B | Common | Connected | PEL |  | House No.17/L-1 | Single Pole |  |  |  | 0 | 0 | 0 | 0 | 0 | 0 | 0 | 0 | 0 | 0 |  | Z:\GIS_Pakistan\Survey\Pictures\PESCO\Hayatabad-1\Hayatabad-2\T-12150922236.jpg | 726727.4 | 3763377.8
110324 | 691 | PESCO | 701012150922231 |  | 70 | Jamrud | 7010 | Hayatabad-2 |  | E |  | 12150922231 | 0.4kV | 12150922231 | R-Y-B-N | Secondary Distribution | 0 | 30 | PC Ordinary | WASP | WASP | WASP | WASP |  |  | Secondary Pole | T-12150922222 | 0 | 0 | [10 empty] | 0 | 3 | 7 | 0 | 0 | 0 | 0 | 0 | 0 | 0 |  |  | 726668 | 3763484
110323 | 690 | PESCO | 701012150922231 |  | 70 | Jamrud | 7010 | Hayatabad-2 |  | S |  | 12150922230 | 0.4kV | 12150922230 |  | Secondary Distribution | 0 | 30 | PC Ordinary | [6 empty] | Secondary Pole | T-12150922222 | 0 | 0 | [10 empty] | 0 | 0 | 0 | 0 | 0 | 0 | 0 | 0 | 0 | 0 |  |  | 726704 | 3763461
110322 | 689 | PESCO | 701012150922230 |  | 70 | Jamrud | 7010 | Hayatabad-2 |  | E |  | 12150922230 | 0.4kV | 12150922230 | R-Y-B-N | Secondary Distribution | 0 | 30 | PC Ordinary | WASP | WASP | WASP | WASP |  |  | Secondary Pole | T-12150922222 | 0 | 0 | [10 empty] | 0 | 7 | 7 | 0 | 0 | 0 | 0 | 0 | 0 | 0 |  |  | 726704 | 3763461
110321 | 688 | PESCO | 701012150922230 |  | 70 | Jamrud | 7010 | Hayatabad-2 |  | S |  | 12150922229 | 0.4kV | 12150922229 |  | Secondary Distribution | 0 | 36 | PC Ordinary | [6 empty] | Secondary Pole | T-12150922222 | 0 | 0 | [10 empty] | 0 | 0 | 0 | 0 | 0 | 0 | 0 | 0 | 0 | 0 |  |  | 726754 | 3763436
110320 | 687 | PESCO | 701012150922223 |  | 70 | Jamrud | 7010 | Hayatabad-2 |  | E |  | 12150922223 | 0.4kV | 12150922223 | R-Y-B-N | Secondary Distribution | 0 | 36 | PC Ordinary | WASP | WASP | WASP | WASP |  |  | Secondary Pole | T-12150922222 | 0 | 0 | [10 empty] | 0 | 0 | 0 | 0 | 0 | 0 | 0 | 0 | 0 | 0 |  |  | 726789 | 3763413
110319 | 686 | PESCO | 701012150922223 |  | 70 | Jamrud | 7010 | Hayatabad-2 |  | S |  | 12150922229 | 0.4kV | 12150922229 |  | Secondary Distribution | 0 | 36 | PC Ordinary | [6 empty] | Secondary Pole | T-12150922222 | 0 | 0 | [10 empty] | 0 | 0 | 0 | 0 | 0 | 0 | 0 | 0 | 0 | 0 |  |  | 726754 | 3763436
110318 | 685 | PESCO | 701012150922229 |  | 70 | Jamrud | 7010 | Hayatabad-2 |  | E |  | 12150922229 | 0.4kV | 12150922229 | R-Y-B-N | Secondary Distribution | 0 | 36 | PC Ordinary | WASP | WASP | WASP | WASP |  |  | Secondary Pole | T-12150922222 | 0 | 0 | [10 empty] | 0 | 7 | 4 | 0 | 0 | 0 | 0 | 0 | 0 | 0 | 100 T/F at Nr H/No.53 L - 1 |  | 726754 | 3763436
110317 | 684 | PESCO | 701012150922229 |  | 70 | Jamrud | 7010 | Hayatabad-2 |  | S |  | 12150922229 | 0.4kV | 12150922229 |  | Secondary Distribution | 0 | 36 | PC Ordinary | [6 empty] | Secondary Pole | T-12150922222 | 0 | 0 | [10 empty] | 0 | 0 | 0 | 0 | 0 | 0 | 0 | 0 | 0 | 0 |  |  | 726754 | 3763436
110316 | 683 | PESCO | 701012150922226 | 0 | 70 | Jamrud | 7010 | Hayatabad-2 |  | E |  | 12150922226 | 0.4kV | 12150922226 | R-Y-B-N | Secondary Distribution | 0 | 36 | PC Ordinary | WASP | WASP | WASP | WASP |  |  | Secondary Pole | T-12150922222 | 0 | 0 | [10 empty] | 0 | 11 | 7 | 0 | 0 | 0 | 0 | 0 | 0 | 0 |  |  | 726913 | 3763361
110315 | 682 | PESCO | 701012150922226 | 1 | 70 | Jamrud | 7010 | Hayatabad-2 |  | S |  | 12150922225 | 0.4kV | 12150922225 |  | Secondary Distribution | 0 | 36 | PC Ordinary | [6 empty] | Secondary Pole | T-12150922222 | 0 | 0 | [10 empty] | 0 | 0 | 0 | 0 | 0 | 0 | 0 | 0 | 0 | 0 |  |  | 726873 | 3763383
110314 | 681 | PESCO | 701012150922225 | 1 | 70 | Jamrud | 7010 | Hayatabad-2 |  | E |  | 12150922225 | 0.4kV | 12150922225 | R-Y-B-N | Secondary Distribution | 0 | 36 | PC Ordinary | WASP | WASP | WASP | WASP |  |  | Secondary Pole | T-12150922222 | 0 | 0 | [10 empty] | 0 | 7 | 8 | 0 | 0 | 0 | 0 | 0 | 0 | 0 |  |  | 726873 | 3763383
110313 | 680 | PESCO | 701012150922225 |  | 70 | Jamrud | 7010 | Hayatabad-2 |  | S |  | 12150922224 | 0.4kV | 12150922224 |  | Secondary Distribution | 0 | 36 | PC Ordinary | [6 empty] | Secondary Pole | T-12150922222 | 0 | 0 | [10 empty] | 0 | 0 | 0 | 0 | 0 | 0 | 0 | 0 | 0 | 0 |  |  | 726831 | 3763398
110312 | 679 | PESCO | 701012150922224 |  | 70 | Jamrud | 7010 | Hayatabad-2 |  | E |  | 12150922224 | 0.4kV | 12150922224 | R-Y-B-N | Secondary Distribution | 0 | 36 | PC Ordinary | WASP | WASP | WASP | WASP |  |  | Secondary Pole | T-12150922222 | 0 | 0 | [10 empty] | 0 | 7 | 5 | 0 | 0 | 0 | 0 | 0 | 0 | 0 |  |  | 726831 | 3763398
110311 | 678 | PESCO | 701012150922224 |  | 70 | Jamrud | 7010 | Hayatabad-2 |  | S |  | 12150922223 | 0.4kV | 12150922223 |  | Secondary Distribution | 0 |  | Jumper | [6 empty] | Secondary Pole | T-12150922222 | 0 | 0 | [10 empty] | 0 | 0 | 0 | 0 | 0 | 0 | 0 | 0 | 0 | 0 |  |  | 726789 | 3763413
110310 | 677 | PESCO | 701012150922223 |  | 70 | Jamrud | 7010 | Hayatabad-2 |  | E |  | 12150922223 | 0.4kV | 12150922223 | R-Y-B-N | Secondary Distribution | 0 |  | Jumper | WASP | WASP | WASP | WASP |  |  | Secondary Pole | T-12150922222 | 0 | 0 | [10 empty] | 0 | 5 | 4 | 0 | 0 | 0 | 0 | 0 | 0 | 0 | 200 T/F at Nr House No.32 L-2 |  | 726789 | 3763413
110309 | 676 | PESCO | 701012150922223 |  | 70 | Jamrud | 7010 | Hayatabad-2 |  | S |  | 12150922223 | 0.4kV | 12150922223 |  | Secondary Distribution | 0 |  | Jumper | [6 empty] | Secondary Pole | T-12150922222 | 0 | 0 | R-Y-B | Common | Connected | PEL |  | House No.32 / L-1 | Double pole |  |  |  | 0 | 0 | 0 | 0 | 0 | 0 | 0 | 0 | 0 | 0 |  | Z:\GIS_Pakistan\Survey\Pictures\PESCO\Hayatabad-1\Hayatabad-2\T-12150922222.jpg | 726789 | 3763413
110308 | 675 | PESCO | 701012150922221 |  | 70 | Jamrud | 7010 | Hayatabad-2 |  | E |  | 12150922221 | 0.4kV | 12150922221 | R-Y-B-N | Secondary Distribution | 0 | 36 | PC Ordinary | ANT | ANT | ANT | ANT |  |  | Secondary Pole | T-12150922216 | 0 | 0 | [10 empty] | 0 | 0 | 0 | 0 | 0 | 0 | 0 | 0 | 0 | 0 |  |  | 726792 | 3763415
110307 | 674 | PESCO | 701012150922221 |  | 70 | Jamrud | 7010 | Hayatabad-2 |  | S |  | 12150922217 | 0.4kV | 12150922217 |  | Secondary Distribution | 0 |  | Jumper | [6 empty] | Secondary Pole | T-12150922216 | 0 | 0 | R-Y-B | Common | Connected | PEL |  | Nr House No.32 / L-2 | Double pole |  |  |  | 0 | 0 | 0 | 0 | 0 | 0 | 0 | 0 | 0 | 0 |  | Z:\GIS_Pakistan\Survey\Pictures\PESCO\Hayatabad-1\Hayatabad-2\T-12150922216.jpg | 726814 | 3763464
110306 | 673 | PESCO | 701012150922220 |  | 70 | Jamrud | 7010 | Hayatabad-2 |  | E |  | 12150922220 | 0.4kV | 12150922220 | R-Y-B-N | Secondary Distribution | 0 | 30 | PC Ordinary | ANT | ANT | ANT | ANT |  |  | Secondary Pole | T-12150922216 | 0 | 0 | [10 empty] | 0 | 3 | 4 | 0 | 0 | 0 | 0 | 0 | 0 | 0 |  |  | 726941 | 3763415
110305 | 672 | PESCO | 701012150922220 |  | 70 | Jamrud | 7010 | Hayatabad-2 |  | S |  | 12150922219 | 0.4kV | 12150922219 |  | Secondary Distribution | 0 | 30 | PC Ordinary | [6 empty] | Secondary Pole | T-12150922216 | 0 | 0 | [10 empty] | 0 | 0 | 0 | 0 | 0 | 0 | 0 | 0 | 0 | 0 |  |  | 726899 | 3763441
110304 | 671 | PESCO | 701012150922219 |  | 70 | Jamrud | 7010 | Hayatabad-2 |  | E |  | 12150922219 | 0.4kV | 12150922219 | R-Y-B-N | Secondary Distribution | 0 | 30 | PC Ordinary | ANT | ANT | ANT | ANT |  |  | Secondary Pole | T-12150922216 | 0 | 0 | [10 empty] | 0 | 5 | 8 | 0 | 0 | 0 | 0 | 0 | 0 | 0 |  |  | 726899 | 3763441
110303 | 670 | PESCO | 701012150922219 |  | 70 | Jamrud | 7010 | Hayatabad-2 |  | S |  | 12150922218 | 0.4kV | 12150922218 |  | Secondary Distribution | 0 | 30 | PC Ordinary | [6 empty] | Secondary Pole | T-12150922216 | 0 | 0 | [10 empty] | 0 | 0 | 0 | 0 | 0 | 0 | 0 | 0 | 0 | 0 |  |  | 726858 | 3763449
110302 | 669 | PESCO | 701012150922218 |  | 70 | Jamrud | 7010 | Hayatabad-2 |  | E |  | 12150922218 | 0.4kV | 12150922218 | R-Y-B-N | Secondary Distribution | 0 | 30 | PC Ordinary | ANT | ANT | ANT | ANT |  |  | Secondary Pole | T-12150922216 | 0 | 0 | [10 empty] | 0 | 3 | 8 | 0 | 0 | 0 | 0 | 0 | 0 | 0 |  |  | 726858 | 3763449
110301 | 668 | PESCO | 701012150922218 |  | 70 | Jamrud | 7010 | Hayatabad-2 |  | S |  | 12150922217 | 0.4kV | 12150922217 |  | Secondary Distribution | 0 |  | Jumper | [6 empty] | Secondary Pole | T-12150922216 | 0 | 0 | R-Y-B | Common | Connected | PEL |  | Nr House No.32 / L-2 | Double pole |  |  |  | 0 | 0 | 0 | 0 | 0 | 0 | 0 | 0 | 0 | 0 |  | Z:\GIS_Pakistan\Survey\Pictures\PESCO\Hayatabad-1\Hayatabad-2\T-12150922216.jpg | 726814 | 3763464
110300 | 667 | PESCO | 701012130922105 |  | 70 | Jamrud | 7010 | Hayatabad-2 |  | E |  | 12130922105 | 0.4kV | 12130922105 | R-Y-B-N | Secondary Distribution | 0 | 30 | PC Ordinary | ANT | ANT | ANT | ANT |  |  | Secondary Pole | T-12150922216 | 0 | 0 | [10 empty] | 0 | 5 | 8 | 0 | 0 | 0 | 0 | 0 | 0 | 0 |  |  | 726767 | 3763487
110299 | 666 | PESCO | 701012130922105 |  | 70 | Jamrud | 7010 | Hayatabad-2 |  | S |  | 12150922217 | 0.4kV | 12150922217 |  | Secondary Distribution | 0 |  | Jumper | [6 empty] | Secondary Pole | T-12150922216 | 0 | 0 | [10 empty] | 0 | 0 | 0 | 0 | 0 | 0 | 0 | 0 | 0 | 0 |  |  | 726814 | 3763464
110298 | 665 | PESCO | 701012150922217 |  | 70 | Jamrud | 7010 | Hayatabad-2 |  | E |  | 12150922217 | 0.4kV | 12150922217 | R-Y-B-N | Secondary Distribution | 0 |  | Jumper | ANT | ANT | ANT | ANT |  |  | Secondary Pole | T-12150922216 | 0 | 0 | [10 empty] | 0 | 6 | 4 | 0 | 0 | 0 | 0 | 0 | 0 | 0 |  |  | 726814 | 3763464
110297 | 664 | PESCO | 701012150922217 |  | 70 | Jamrud | 7010 | Hayatabad-2 |  | S |  | 12150922217 | 0.4kV | 12150922217 |  | Secondary Distribution | 0 |  | Jumper | [6 empty] | Secondary Pole | T-12150922216 | 0 | 0 | R-Y-B | Common | Connected | PEL |  | Nr House No.32 / L-2 | Double pole |  |  |  | 0 | 0 | 0 | 0 | 0 | 0 | 0 | 0 | 0 | 0 |  | Z:\GIS_Pakistan\Survey\Pictures\PESCO\Hayatabad-1\Hayatabad-2\T-12150922216.jpg | 726814 | 3763464
110296 | 663 | PESCO | 701012130922090 |  | 70 | Jamrud | 7010 | Hayatabad-2 |  | E |  | 12130922090 | 0.4kV | 12130922090 | R-Y-B-N | Secondary Distribution | 0 | 36 | PC Ordinary | ANT | ANT | ANT | ANT |  |  | Secondary Pole | T-12150922213 | 0 | 0 | [10 empty] | 0 | 0 | 0 | 0 | 0 | 0 | 0 | 0 | 0 | 0 |  |  | 726689 | 3763674
110295 | 662 | PESCO | 701012130922090 | 0 | 70 | Jamrud | 7010 | Hayatabad-2 |  | S |  | 12150922212 | 0.4kV | 12150922212 |  | Secondary Distribution | 0 | 36 | PC Ordinary | [6 empty] | Secondary Pole | T-12150922213 | 0 | 0 | [10 empty] | 0 | 0 | 0 | 0 | 0 | 0 | 0 | 0 | 0 | 0 |  |  | 726710 | 3763663
110294 | 661 | PESCO | 701012150922212 | 0 | 70 | Jamrud | 7010 | Hayatabad-2 |  | E |  | 12150922212 | 0.4kV | 12150922212 | R-Y-B-N | Secondary Distribution | 0 | 36 | PC Ordinary | ANT | ANT | ANT | ANT |  |  | Secondary Pole | T-12150922213 | 0 | 0 | [10 empty] | 0 | 6 | 4 | 0 | 0 | 0 | 0 | 0 | 0 | 0 |  |  | 726710 | 3763663
110293 | 660 | PESCO | 701012150922212 |  | 70 | Jamrud | 7010 | Hayatabad-2 |  | S |  | 12150922214 | 0.4kV | 12150922214 |  | Secondary Distribution | 0 |  | Jumper | [6 empty] | Secondary Pole | T-12150922213 | 0 | 0 | [10 empty] | 0 | 0 | 0 | 0 | 0 | 0 | 0 | 0 | 0 | 0 |  |  | 726710.2 | 3763663.5
110292 | 659 | PESCO | 701012150922214 |  | 70 | Jamrud | 7010 | Hayatabad-2 |  | E |  | 12150922214 | 0.4kV | 12150922214 | R-Y-B-N | Secondary Distribution | 0 |  | Jumper | ANT | ANT | ANT | ANT |  |  | Secondary Pole | T-12150922213 | 0 | 0 | [10 empty] | 0 | 5 | 7 | 0 | 0 | 0 | 0 | 0 | 0 | 0 |  |  | 726710.2 | 3763663.5
110291 | 658 | PESCO | 701012150922214 |  | 70 | Jamrud | 7010 | Hayatabad-2 |  | S |  | 12150922214 | 0.4kV | 12150922214 |  | Secondary Distribution | 0 |  | Jumper | [6 empty] | Secondary Pole | T-12150922213 | 0 | 0 | R-Y-B | Common | Connected | PEL |  | Nr House No.197 St-07/L-1 | Double pole |  |  |  | 0 | 0 | 0 | 0 | 0 | 0 | 0 | 0 | 0 | 0 |  | Z:\GIS_Pakistan\Survey\Pictures\PESCO\Hayatabad-1\Hayatabad-2\T-12150922213.jpg | 726710.2 | 3763663.5
110290 | 657 | PESCO | 701012150922211 |  | 70 | Jamrud | 7010 | Hayatabad-2 |  | E |  | 12150922211 | 0.4kV | 12150922211 | R-Y-B-N | Secondary Distribution | 0 | 36 | PC Ordinary | WASP | WASP | WASP | WASP |  |  | Secondary Pole | T-12150922199 | 0 | 0 | [10 empty] | 0 | 2 | 0 | 0 | 0 | 0 | 0 | 0 | 0 | 0 |  |  | 726663 | 3763640
110289 | 656 | PESCO | 701012150922211 |  | 70 | Jamrud | 7010 | Hayatabad-2 |  | S |  | 12150922210 | 0.4kV | 12150922210 |  | Secondary Distribution | 0 | 36 | PC Ordinary | [6 empty] | Secondary Pole | T-12150922199 | 0 | 0 | [10 empty] | 0 | 0 | 0 | 0 | 0 | 0 | 0 | 0 | 0 | 0 |  |  | 726679 | 3763621
110288 | 655 | PESCO | 701012150922210 |  | 70 | Jamrud | 7010 | Hayatabad-2 |  | E |  | 12150922210 | 0.4kV | 12150922210 | R-Y-B-N | Secondary Distribution | 0 | 36 | PC Ordinary | WASP | WASP | WASP | WASP |  |  | Secondary Pole | T-12150922199 | 0 | 0 | [10 empty] | 0 | 4 | 2 | 0 | 0 | 0 | 0 | 0 | 0 | 0 |  |  | 726679 | 3763621
110287 | 654 | PESCO | 701012150922210 |  | 70 | Jamrud | 7010 | Hayatabad-2 |  | S |  | 12150922209 | 0.4kV | 12150922209 |  | Secondary Distribution | 0 | 36 | PC Ordinary | [6 empty] | Secondary Pole | T-12150922199 | 0 | 0 | [10 empty] | 0 | 0 | 0 | 0 | 0 | 0 | 0 | 0 | 0 | 0 |  |  | 726702 | 3763602
110286 | 653 | PESCO | 701012150922209 |  | 70 | Jamrud | 7010 | Hayatabad-2 |  | E |  | 12150922209 | 0.4kV | 12150922209 | R-Y-B-N | Secondary Distribution | 0 | 36 | PC Ordinary | WASP | WASP | WASP | WASP |  |  | Secondary Pole | T-12150922199 | 0 | 0 | [10 empty] | 0 | 5 | 4 | 0 | 0 | 0 | 0 | 0 | 0 | 0 |  |  | 726702 | 3763602
110285 | 652 | PESCO | 701012150922209 |  | 70 | Jamrud | 7010 | Hayatabad-2 |  | S |  | 12150922208 | 0.4kV | 12150922208 |  | Secondary Distribution | 0 | 36 | PC Ordinary | [6 empty] | Secondary Pole | T-12150922199 | 0 | 0 | [10 empty] | 0 | 0 | 0 | 0 | 0 | 0 | 0 | 0 | 0 | 0 |  |  | 726748 | 3763559
110284 | 651 | PESCO | 701012150922208 |  | 70 | Jamrud | 7010 | Hayatabad-2 |  | E |  | 12150922208 | 0.4kV | 12150922208 | R-Y-B-N | Secondary Distribution | 0 | 36 | PC Ordinary | WASP | WASP | WASP | WASP |  |  | Secondary Pole | T-12150922199 | 0 | 0 | [10 empty] | 0 | 6 | 8 | 0 | 0 | 0 | 0 | 0 | 0 | 0 |  |  | 726748 | 3763559
110283 | 650 | PESCO | 701012150922208 |  | 70 | Jamrud | 7010 | Hayatabad-2 |  | S |  | 12150922207 | 0.4kV | 12150922207 |  | Secondary Distribution | 0 | 36 | PC Ordinary | [6 empty] | Secondary Pole | T-12150922199 | 0 | 0 | [10 empty] | 0 | 0 | 0 | 0 | 0 | 0 | 0 | 0 | 0 | 0 |  |  | 726796 | 3763537
110282 | 649 | PESCO | 701012150922207 |  | 70 | Jamrud | 7010 | Hayatabad-2 |  | E |  | 12150922207 | 0.4kV | 12150922207 | R-Y-B-N | Secondary Distribution | 0 | 36 | PC Ordinary | WASP | WASP | WASP | WASP |  |  | Secondary Pole | T-12150922199 | 0 | 0 | [10 empty] | 0 | 5 | 5 | 0 | 0 | 0 | 0 | 0 | 0 | 0 |  |  | 726796 | 3763537
110281 | 648 | PESCO | 701012150922207 |  | 70 | Jamrud | 7010 | Hayatabad-2 |  | S |  | 12150922200 | 0.4kV | 12150922200 |  | Secondary Distribution | 0 |  | Jumper | [6 empty] | Secondary Pole | T-12150922199 | 0 | 0 | R-Y-B | Common | Connected | PEL |  | Nr St-3/L-1 Park | Double pole |  |  |  | 0 | 0 | 0 | 0 | 0 | 0 | 0 | 0 | 0 | 0 |  | Z:\GIS_Pakistan\Survey\Pictures\PESCO\Hayatabad-1\Hayatabad-2\T-12150922199.jpg | 726837.2 | 3763515.4
110280 | 647 | PESCO | 701012150922206 |  | 70 | Jamrud | 7010 | Hayatabad-2 |  | E |  | 12150922206 | 0.4kV | 12150922206 | R-Y-B-N | Secondary Distribution | 0 | 36 | PC Ordinary | WASP | WASP | WASP | WASP |  |  | Secondary Pole | T-12150922199 | 0 | 0 | [10 empty] | 0 | 5 | 6 | 0 | 0 | 0 | 0 | 0 | 0 | 0 |  |  | 726965 | 3763461
110279 | 646 | PESCO | 701012150922206 |  | 70 | Jamrud | 7010 | Hayatabad-2 |  | S |  | 12150922205 | 0.4kV | 12150922205 |  | Secondary Distribution | 0 | 30 | PC Ordinary | [6 empty] | Secondary Pole | T-12150922199 | 0 | 0 | [10 empty] | 0 | 0 | 0 | 0 | 0 | 0 | 0 | 0 | 0 | 0 |  |  | 726921 | 3763483
110278 | 645 | PESCO | 701012150922205 |  | 70 | Jamrud | 7010 | Hayatabad-2 |  | E |  | 12150922205 | 0.4kV | 12150922205 | R-Y-B-N | Secondary Distribution | 0 | 30 | PC Ordinary | WASP | WASP | WASP | WASP |  |  | Secondary Pole | T-12150922199 | 0 | 0 | [10 empty] | 0 | 5 | 5 | 0 | 0 | 0 | 0 | 0 | 0 | 0 |  |  | 726921 | 3763483
110277 | 644 | PESCO | 701012150922205 |  | 70 | Jamrud | 7010 | Hayatabad-2 |  | S |  | 12150922204 | 0.4kV | 12150922204 |  | Secondary Distribution | 0 | 30 | PC Ordinary | [6 empty] | Secondary Pole | T-12150922199 | 0 | 0 | [10 empty] | 0 | 0 | 0 | 0 | 0 | 0 | 0 | 0 | 0 | 0 |  |  | 726879 | 3763501
110276 | 643 | PESCO | 701012150922204 |  | 70 | Jamrud | 7010 | Hayatabad-2 |  | E |  | 12150922204 | 0.4kV | 12150922204 | R-Y-B-N | Secondary Distribution | 0 | 30 | PC Ordinary | WASP | WASP | WASP | WASP |  |  | Secondary Pole | T-12150922199 | 0 | 0 | [10 empty] | 0 | 5 | 6 | 0 | 0 | 0 | 0 | 0 | 0 | 0 |  |  | 726879 | 3763501
110275 | 642 | PESCO | 701012150922204 |  | 70 | Jamrud | 7010 | Hayatabad-2 |  | S |  | 12150922200 | 0.4kV | 12150922200 |  | Secondary Distribution | 0 |  | Jumper | [6 empty] | Secondary Pole | T-12150922199 | 0 | 0 | R-Y-B | Common | Connected | PEL |  | Nr St-3/L-1 Park | Double pole |  |  |  | 0 | 0 | 0 | 0 | 0 | 0 | 0 | 0 | 0 | 0 |  | Z:\GIS_Pakistan\Survey\Pictures\PESCO\Hayatabad-1\Hayatabad-2\T-12150922199.jpg | 726837.2 | 3763515.4
110274 | 641 | PESCO | 701012150922203 |  | 70 | Jamrud | 7010 | Hayatabad-2 |  | E |  | 12150922203 | 0.4kV | 12150922203 | R-Y-B-N | Secondary Distribution | 0 | 36 | PC Ordinary | ANT | ANT | ANT | ANT |  |  | Secondary Pole | T-12150922199 | 0 | 0 | [10 empty] | 0 | 0 | 0 | 0 | 0 | 0 | 0 | 0 | 0 | 0 |  |  | 726739 | 3763631
110273 | 640 | PESCO | 701012150922203 |  | 70 | Jamrud | 7010 | Hayatabad-2 |  | S |  | 12150922202 | 0.4kV | 12150922202 |  | Secondary Distribution | 0 | 30 | PC Ordinary | [6 empty] | Secondary Pole | T-12150922199 | 0 | 0 | [10 empty] | 0 | 0 | 0 | 0 | 0 | 0 | 0 | 0 | 0 | 0 |  |  | 726782 | 3763604
110272 | 639 | PESCO | 701012150922202 |  | 70 | Jamrud | 7010 | Hayatabad-2 |  | E |  | 12150922202 | 0.4kV | 12150922202 | R-Y-B-N | Secondary Distribution | 0 | 30 | PC Ordinary | ANT | ANT | ANT | ANT |  |  | Secondary Pole | T-12150922199 | 0 | 0 | [10 empty] | 0 | 4 | 7 | 0 | 0 | 0 | 0 | 0 | 0 | 0 |  |  | 726782 | 3763604
110271 | 638 | PESCO | 701012150922202 |  | 70 | Jamrud | 7010 | Hayatabad-2 |  | S |  | 12150922201 | 0.4kV | 12150922201 |  | Secondary Distribution | 0 | 30 | PC Ordinary | [6 empty] | Secondary Pole | T-12150922199 | 0 | 0 | [10 empty] | 0 | 0 | 0 | 0 | 0 | 0 | 0 | 0 | 0 | 0 |  |  | 726820 | 3763583
110270 | 637 | PESCO | 701012150922201 |  | 70 | Jamrud | 7010 | Hayatabad-2 |  | E |  | 12150922201 | 0.4kV | 12150922201 | R-Y-B-N | Secondary Distribution | 0 | 30 | PC Ordinary | ANT | ANT | ANT | ANT |  |  | Secondary Pole | T-12150922199 | 0 | 0 | [10 empty] | 0 | 5 | 6 | 0 | 0 | 0 | 0 | 0 | 0 | 0 |  |  | 726820 | 3763583
110269 | 636 | PESCO | 701012150922201 |  | 70 | Jamrud | 7010 | Hayatabad-2 |  | S |  | 12150922195 | 0.4kV | 12150922195 |  | Secondary Distribution | 0 | 36 | PC Ordinary | [6 empty] | Secondary Pole | T-12150922199 | 0 | 0 | [10 empty] | 0 | 0 | 0 | 0 | 0 | 0 | 0 | 0 | 0 | 0 |  |  | 726859 | 3763564
110268 | 635 | PESCO | 701012150922195 |  | 70 | Jamrud | 7010 | Hayatabad-2 |  | E |  | 12150922195 | 0.4kV | 12150922195 | R-Y-B-N | Secondary Distribution | 0 | 36 | PC Ordinary | WASP | WASP | WASP | WASP |  |  | Secondary Pole | T-12150922199 | 0 | 0 | [10 empty] | 0 | 0 | 0 | 0 | 0 | 0 | 0 | 0 | 0 | 0 |  |  | 726859 | 3763564
110267 | 634 | PESCO | 701012150922195 |  | 70 | Jamrud | 7010 | Hayatabad-2 |  | S |  | 12150922200 | 0.4kV | 12150922200 |  | Secondary Distribution | 0 |  | Jumper | [6 empty] | Secondary Pole | T-12150922199 | 0 | 0 | [10 empty] | 0 | 0 | 0 | 0 | 0 | 0 | 0 | 0 | 0 | 0 |  |  | 726837.2 | 3763515.4
110266 | 633 | PESCO | 701012150922200 |  | 70 | Jamrud | 7010 | Hayatabad-2 |  | E |  | 12150922200 | 0.4kV | 12150922200 | R-Y-B-N | Secondary Distribution | 0 |  | Jumper | WASP | WASP | WASP | WASP |  |  | Secondary Pole | T-12150922199 | 0 | 0 | [10 empty] | 0 | 2 | 7 | 0 | 0 | 0 | 0 | 0 | 0 | 0 | 200 T/F at St-03 Sector L-2 Ph-3 |  | 726837.2 | 3763515.4
110265 | 632 | PESCO | 701012150922200 |  | 70 | Jamrud | 7010 | Hayatabad-2 |  | S |  | 12150922200 | 0.4kV | 12150922200 |  | Secondary Distribution | 0 |  | Jumper | [6 empty] | Secondary Pole | T-12150922199 | 0 | 0 | R-Y-B | Common | Connected | PEL |  | Nr St-3/L-1 Park | Double pole |  |  |  | 0 | 0 | 0 | 0 | 0 | 0 | 0 | 0 | 0 | 0 |  | Z:\GIS_Pakistan\Survey\Pictures\PESCO\Hayatabad-1\Hayatabad-2\T-12150922199.jpg | 726837.2 | 3763515.4
110264 | 631 | PESCO | 701012150922197 |  | 70 | Jamrud | 7010 | Hayatabad-2 |  | E |  | 12150922197 | 0.4kV | 12150922197 | R-Y-B-N | Secondary Distribution | 0 | 36 | Steel Structure | ANT | ANT | ANT | ANT |  |  | Secondary Pole | T-12150922186 | 0 | 0 | [10 empty] | 0 | 3 | 1 | 0 | 0 | 0 | 0 | 0 | 0 | 0 |  |  | 726941 | 3763527
110263 | 630 | PESCO | 701012150922197 |  | 70 | Jamrud | 7010 | Hayatabad-2 |  | S |  | 12150922196 | 0.4kV | 12150922196 |  | Secondary Distribution | 0 | 36 | Steel Structure | [6 empty] | Secondary Pole | T-12150922186 | 0 | 0 | [10 empty] | 0 | 0 | 0 | 0 | 0 | 0 | 0 | 0 | 0 | 0 |  |  | 726901 | 3763546
110262 | 629 | PESCO | 701012150922196 |  | 70 | Jamrud | 7010 | Hayatabad-2 |  | E |  | 12150922196 | 0.4kV | 12150922196 | R-Y-B-N | Secondary Distribution | 0 | 36 | Steel Structure | ANT | ANT | ANT | ANT |  |  | Secondary Pole | T-12150922186 | 0 | 0 | [10 empty] | 0 | 5 | 3 | 0 | 0 | 0 | 0 | 0 | 0 | 0 |  |  | 726901 | 3763546
110261 | 628 | PESCO | 701012150922196 |  | 70 | Jamrud | 7010 | Hayatabad-2 |  | S |  | 12150922195 | 0.4kV | 12150922195 |  | Secondary Distribution | 0 | 36 | Steel Structure | [6 empty] | Secondary Pole | T-12150922186 | 0 | 0 | [10 empty] | 0 | 0 | 0 | 0 | 0 | 0 | 0 | 0 | 0 | 0 |  |  | 726859 | 3763564
110260 | 627 | PESCO | 701012150922195 |  | 70 | Jamrud | 7010 | Hayatabad-2 |  | E |  | 12150922195 | 0.4kV | 12150922195 | R-Y-B-N | Secondary Distribution | 0 | 36 | Steel Structure | WASP | WASP | WASP | WASP |  |  | Secondary Pole | T-12150922186 | 0 | 0 | [10 empty] | 0 | 2 | 4 | 0 | 0 | 0 | 0 | 0 | 0 | 0 |  |  | 726859 | 3763564
110259 | 626 | PESCO | 701012150922195 |  | 70 | Jamrud | 7010 | Hayatabad-2 |  | S |  | 12150922192 | 0.4kV | 12150922192 |  | Secondary Distribution | 0 | 36 | Steel Structure | [6 empty] | Secondary Pole | T-12150922186 | 0 | 0 | [10 empty] | 0 | 0 | 0 | 0 | 0 | 0 | 0 | 0 | 0 | 0 |  |  | 726869 | 3763582
110258 | 625 | PESCO | 701012150922192 |  | 70 | Jamrud | 7010 | Hayatabad-2 |  | E |  | 12150922192 | 0.4kV | 12150922192 | R-Y-B-N | Secondary Distribution | 0 | 36 | Steel Structure | WASP | WASP | WASP | WASP |  |  | Secondary Pole | T-12150922186 | 0 | 0 | [10 empty] | 0 | 0 | 0 | 0 | 0 | 0 | 0 | 0 | 0 | 0 |  |  | 726869 | 3763582
110257 | 624 | PESCO | 701012150922192 |  | 70 | Jamrud | 7010 | Hayatabad-2 |  | S |  | 12150922187 | 0.4kV | 12150922187 |  | Secondary Distribution | 0 |  | Jumper | [6 empty] | Secondary Pole | T-12150922186 | 0 | 0 | R-Y-B | Common | Connected |  |  | House No.190/L-1 | Double pole |  |  |  | 0 | 0 | 0 | 0 | 0 | 0 | 0 | 0 | 0 | 0 |  | Z:\GIS_Pakistan\Survey\Pictures\PESCO\Hayatabad-1\Hayatabad-2\T-12150922186.jpg | 726880 | 3763612
110256 | 623 | PESCO | 701012150922191 |  | 70 | Jamrud | 7010 | Hayatabad-2 |  | E |  | 12150922191 | 0.4kV | 12150922191 | R-Y-B-N | Secondary Distribution | 0 | 36 | PC Ordinary | WASP | WASP | WASP | WASP |  |  | Secondary Pole | T-12150922186 | 0 | 0 | [10 empty] | 0 | 4 | 2 | 0 | 0 | 0 | 0 | 0 | 0 | 0 |  |  | 726723 | 3763715
110255 | 622 | PESCO | 701012150922191 |  | 70 | Jamrud | 7010 | Hayatabad-2 |  | S |  | 12150922190 | 0.4kV | 12150922190 |  | Secondary Distribution | 0 | 30 | PC Ordinary | [6 empty] | Secondary Pole | T-12150922186 | 0 | 0 | [10 empty] | 0 | 0 | 0 | 0 | 0 | 0 | 0 | 0 | 0 | 0 |  |  | 726769 | 3763681
110254 | 621 | PESCO | 701012150922190 |  | 70 | Jamrud | 7010 | Hayatabad-2 |  | E |  | 12150922190 | 0.4kV | 12150922190 | R-Y-B-N | Secondary Distribution | 0 | 30 | PC Ordinary | WASP | WASP | WASP | WASP |  |  | Secondary Pole | T-12150922186 | 0 | 0 | [10 empty] | 0 | 4 | 8 | 0 | 0 | 0 | 0 | 0 | 0 | 0 |  |  | 726769 | 3763681
110253 | 620 | PESCO | 701012150922190 |  | 70 | Jamrud | 7010 | Hayatabad-2 |  | S |  | 12150922189 | 0.4kV | 12150922189 |  | Secondary Distribution | 0 | 30 | PC Ordinary | [6 empty] | Secondary Pole | T-12150922186 | 0 | 0 | [10 empty] | 0 | 0 | 0 | 0 | 0 | 0 | 0 | 0 | 0 | 0 |  |  | 726810 | 3763651
110252 | 619 | PESCO | 701012150922189 |  | 70 | Jamrud | 7010 | Hayatabad-2 |  | E |  | 12150922189 | 0.4kV | 12150922189 | R-Y-B-N | Secondary Distribution | 0 | 30 | PC Ordinary | WASP | WASP | WASP | WASP |  |  | Secondary Pole | T-12150922186 | 0 | 0 | [10 empty] | 0 | 7 | 6 | 0 | 0 | 0 | 0 | 0 | 0 | 0 |  |  | 726810 | 3763651
110251 | 618 | PESCO | 701012150922189 |  | 70 | Jamrud | 7010 | Hayatabad-2 |  | S |  | 12150922188 | 0.4kV | 12150922188 |  | Secondary Distribution | 0 | 30 | PC Ordinary | [6 empty] | Secondary Pole | T-12150922186 | 0 | 0 | [10 empty] | 0 | 0 | 0 | 0 | 0 | 0 | 0 | 0 | 0 | 0 |  |  | 726842 | 3763631
110250 | 617 | PESCO | 701012150922188 |  | 70 | Jamrud | 7010 | Hayatabad-2 |  | E |  | 12150922188 | 0.4kV | 12150922188 | R-Y-B-N | Secondary Distribution | 0 | 30 | PC Ordinary | WASP | WASP | WASP | WASP |  |  | Secondary Pole | T-12150922186 | 0 | 0 | [10 empty] | 0 | 12 | 2 | 0 | 0 | 0 | 0 | 0 | 0 | 0 |  |  | 726842 | 3763631
110249 | 616 | PESCO | 701012150922188 |  | 70 | Jamrud | 7010 | Hayatabad-2 |  | S |  | 12150922187 | 0.4kV | 12150922187 |  | Secondary Distribution | 0 |  | Jumper | [6 empty] | Secondary Pole | T-12150922186 | 0 | 0 | [10 empty] | 0 | 0 | 0 | 0 | 0 | 0 | 0 | 0 | 0 | 0 |  |  | 726880 | 3763612
110248 | 615 | PESCO | 701012150922187 |  | 70 | Jamrud | 7010 | Hayatabad-2 |  | E |  | 12150922187 | 0.4kV | 12150922187 | R-Y-B-N | Secondary Distribution | 0 |  | Jumper | WASP | WASP | WASP | WASP |  |  | Secondary Pole | T-12150922186 | 0 | 0 | [10 empty] | 0 | 0 | 3 | 0 | 0 | 0 | 0 | 0 | 0 | 0 | LT pole rusted |  | 726880 | 3763612
110247 | 614 | PESCO | 701012150922187 |  | 70 | Jamrud | 7010 | Hayatabad-2 |  | S |  | 12150922187 | 0.4kV | 12150922187 |  | Secondary Distribution | 0 |  | Jumper | [6 empty] | Secondary Pole | T-12150922186 | 0 | 0 | R-Y-B | Common | Connected |  |  | House No.190/L-1 | Double pole |  |  |  | 0 | 0 | 0 | 0 | 0 | 0 | 0 | 0 | 0 | 0 |  | Z:\GIS_Pakistan\Survey\Pictures\PESCO\Hayatabad-1\Hayatabad-2\T-12150922186.jpg | 726880 | 3763612
110246 | 613 | PESCO | 701012140922178 |  | 70 | Jamrud | 7010 | Hayatabad-2 |  | E |  | 12140922178 | 0.4kV | 12140922178 | R-Y-B-N | Secondary Distribution | 0 | 30 | PC Ordinary | WASP | WASP | WASP | WASP |  |  | Secondary Pole | T-12140922173 | 0 | 0 | [10 empty] | 0 | 15 | 0 | 0 | 0 | 0 | 0 | 0 | 0 | 0 |  |  | 726886 | 3763727
110245 | 612 | PESCO | 701012140922178 |  | 70 | Jamrud | 7010 | Hayatabad-2 |  | S |  | 12140922175 | 0.4kV | 12140922175 |  | Secondary Distribution | 0 | 30 | PC Ordinary | [6 empty] | Secondary Pole | T-12140922173 | 0 | 0 | [10 empty] | 0 | 0 | 0 | 0 | 0 | 0 | 0 | 0 | 0 | 0 |  |  | 726862 | 3763685
110244 | 611 | PESCO | 701012140922177 |  | 70 | Jamrud | 7010 | Hayatabad-2 |  | E |  | 12140922177 | 0.4kV | 12140922177 | R-Y-B-N | Secondary Distribution | 0 | 30 | PC Ordinary | WASP | WASP | WASP | WASP |  |  | Secondary Pole | T-12140922173 | 0 | 0 | [10 empty] | 0 | 3 | 0 | 0 | 0 | 0 | 0 | 0 | 0 | 0 |  |  | 726797 | 3763731
110243 | 610 | PESCO | 701012140922177 |  | 70 | Jamrud | 7010 | Hayatabad-2 |  | S |  | 12140922176 | 0.4kV | 12140922176 |  | Secondary Distribution | 0 | 30 | PC Ordinary | [6 empty] | Secondary Pole | T-12140922173 | 0 | 0 | [10 empty] | 0 | 0 | 0 | 0 | 0 | 0 | 0 | 0 | 0 | 0 |  |  | 726826 | 3763706
110242 | 609 | PESCO | 701012140922176 |  | 70 | Jamrud | 7010 | Hayatabad-2 |  | E |  | 12140922176 | 0.4kV | 12140922176 | R-Y-B-N | Secondary Distribution | 0 | 30 | PC Ordinary | WASP | WASP | WASP | WASP |  |  | Secondary Pole | T-12140922173 | 0 | 0 | [10 empty] | 0 | 5 | 4 | 0 | 0 | 0 | 0 | 0 | 0 | 0 |  |  | 726826 | 3763706
110241 | 608 | PESCO | 701012140922176 |  | 70 | Jamrud | 7010 | Hayatabad-2 |  | S |  | 12140922175 | 0.4kV | 12140922175 |  | Secondary Distribution | 0 | 30 | PC Ordinary | [6 empty] | Secondary Pole | T-12140922173 | 0 | 0 | [10 empty] | 0 | 0 | 0 | 0 | 0 | 0 | 0 | 0 | 0 | 0 |  |  | 726862 | 3763685
110240 | 607 | PESCO | 701012140922175 |  | 70 | Jamrud | 7010 | Hayatabad-2 |  | E |  | 12140922175 | 0.4kV | 12140922175 | R-Y-B-N | Secondary Distribution | 0 | 30 | PC Ordinary | WASP | WASP | WASP | WASP |  |  | Secondary Pole | T-12140922173 | 0 | 0 | [10 empty] | 0 | 9 | 4 | 0 | 0 | 0 | 0 | 0 | 0 | 0 |  |  | 726862 | 3763685
110239 | 606 | PESCO | 701012140922175 |  | 70 | Jamrud | 7010 | Hayatabad-2 |  | S |  | 12140922174 | 0.4kV | 12140922174 |  | Secondary Distribution | 0 |  | Jumper | [6 empty] | Secondary Pole | T-12140922173 | 0 | 0 | [10 empty] | 0 | 0 | 0 | 0 | 0 | 0 | 0 | 0 | 0 | 0 |  |  | 726903 | 3763661
110238 | 605 | PESCO | 701012140922174 |  | 70 | Jamrud | 7010 | Hayatabad-2 |  | E |  | 12140922174 | 0.4kV | 12140922174 | R-Y-B-N | Secondary Distribution | 0 |  | Jumper | ANT | ANT | ANT | ANT |  |  | Secondary Pole | T-12140922173 | 0 | 0 | [10 empty] | 0 | 0 | 0 | 0 | 0 | 0 | 0 | 0 | 0 | 0 |  |  | 726903 | 3763661
110237 | 604 | PESCO | 701012140922174 |  | 70 | Jamrud | 7010 | Hayatabad-2 |  | S |  | 12140922174 | 0.4kV | 12140922174 |  | Secondary Distribution | 0 |  | Jumper | [6 empty] | Secondary Pole | T-12140922173 | 0 | 0 | R-Y-B | Common | Connected |  |  | Khattak Market | Single Pole |  |  |  | 0 | 0 | 0 | 0 | 0 | 0 | 0 | 0 | 0 | 0 |  | Z:\GIS_Pakistan\Survey\Pictures\PESCO\Hayatabad-1\Hayatabad-2\T-12140922173.jpg | 726903 | 3763661
110236 | 603 | PESCO | 701012140922172 |  | 70 | Jamrud | 7010 | Hayatabad-2 |  | E |  | 12140922172 | 0.4kV | 12140922172 | R-Y-B-N | Secondary Distribution | 0 | 36 | PC Ordinary | WASP | WASP | WASP | WASP |  |  | Secondary Pole | T-12140922166 | 0 | 0 | [10 empty] | 0 | 0 | 0 | 0 | 0 | 0 | 0 | 0 | 0 | 0 |  |  | 726907 | 3763662
110235 | 602 | PESCO | 701012140922172 |  | 70 | Jamrud | 7010 | Hayatabad-2 |  | S |  | 12140922171 | 0.4kV | 12140922171 |  | Secondary Distribution | 0 | 36 | PC Ordinary | [6 empty] | Secondary Pole | T-12140922166 | 0 | 0 | [10 empty] | 0 | 0 | 0 | 0 | 0 | 0 | 0 | 0 | 0 | 0 |  |  | 726925 | 3763701
110234 | 601 | PESCO | 701012140922171 |  | 70 | Jamrud | 7010 | Hayatabad-2 |  | E |  | 12140922171 | 0.4kV | 12140922171 | R-Y-B-N | Secondary Distribution | 0 | 36 | PC Ordinary | ANT | ANT | ANT | ANT |  |  | Secondary Pole | T-12140922166 | 0 | 0 | [10 empty] | 0 | 21 | 1 | 0 | 0 | 0 | 0 | 0 | 0 | 0 |  |  | 726925 | 3763701
110233 | 600 | PESCO | 701012140922171 |  | 70 | Jamrud | 7010 | Hayatabad-2 |  | S |  | 12140922167 | 0.4kV | 12140922167 |  | Secondary Distribution | 0 |  | Jumper | [6 empty] | Secondary Pole | T-12140922166 | 0 | 0 | R-Y-B | Common | Connected |  |  | St-3/L-1 | Single Pole |  |  |  | 0 | 0 | 0 | 0 | 0 | 0 | 0 | 0 | 0 | 0 |  | Z:\GIS_Pakistan\Survey\Pictures\PESCO\Hayatabad-1\Hayatabad-2\T-12140922166.jpg | 726942.2 | 3763746.4
110232 | 599 | PESCO | 701012140922170 |  | 70 | Jamrud | 7010 | Hayatabad-2 |  | E |  | 12140922170 | 0.4kV | 12140922170 | R-Y-B-N | Secondary Distribution | 0 | 30 | PC Ordinary | ANT | ANT | ANT | ANT |  |  | Secondary Pole | T-12140922166 | 0 | 0 | [10 empty] | 0 | 11 | 1 | 0 | 0 | 0 | 0 | 0 | 0 | 0 |  |  | 726829 | 3763805
110231 | 598 | PESCO | 701012140922170 |  | 70 | Jamrud | 7010 | Hayatabad-2 |  | S |  | 12140922169 | 0.4kV | 12140922169 |  | Secondary Distribution | 0 | 30 | PC Ordinary | [6 empty] | Secondary Pole | T-12140922166 | 0 | 0 | [10 empty] | 0 | 0 | 0 | 0 | 0 | 0 | 0 | 0 | 0 | 0 |  |  | 726864 | 3763786
110230 | 597 | PESCO | 701012140922169 |  | 70 | Jamrud | 7010 | Hayatabad-2 |  | E |  | 12140922169 | 0.4kV | 12140922169 | R-Y-B-N | Secondary Distribution | 0 | 30 | PC Ordinary | ANT | ANT | ANT | ANT |  |  | Secondary Pole | T-12140922166 | 0 | 0 | [10 empty] | 0 | 4 | 0 | 0 | 0 | 0 | 0 | 0 | 0 | 0 |  |  | 726864 | 3763786
110229 | 596 | PESCO | 701012140922169 |  | 70 | Jamrud | 7010 | Hayatabad-2 |  | S |  | 12140922168 | 0.4kV | 12140922168 |  | Secondary Distribution | 0 | 30 | PC Ordinary | [6 empty] | Secondary Pole | T-12140922166 | 0 | 0 | [10 empty] | 0 | 0 | 0 | 0 | 0 | 0 | 0 | 0 | 0 | 0 |  |  | 726906 | 3763767
110228 | 595 | PESCO | 701012140922168 |  | 70 | Jamrud | 7010 | Hayatabad-2 |  | E |  | 12140922168 | 0.4kV | 12140922168 | R-Y-B-N | Secondary Distribution | 0 | 30 | PC Ordinary | ANT | ANT | ANT | ANT |  |  | Secondary Pole | T-12140922166 | 0 | 0 | [10 empty] | 0 | 14 | 0 | 0 | 0 | 0 | 0 | 0 | 0 | 0 |  |  | 726906 | 3763767
110227 | 594 | PESCO | 701012140922168 |  | 70 | Jamrud | 7010 | Hayatabad-2 |  | S |  | 12140922167 | 0.4kV | 12140922167 |  | Secondary Distribution | 0 |  | Jumper | [6 empty] | Secondary Pole | T-12140922166 | 0 | 0 | R-Y-B | Common | Connected |  |  | St-3/L-1 | Single Pole |  |  |  | 0 | 0 | 0 | 0 | 0 | 0 | 0 | 0 | 0 | 0 |  | Z:\GIS_Pakistan\Survey\Pictures\PESCO\Hayatabad-1\Hayatabad-2\T-12140922166.jpg | 726942.2 | 3763746.4
110226 | 593 | PESCO | 701012140922164 |  | 70 | Jamrud | 7010 | Hayatabad-2 |  | E |  | 12140922164 | 0.4kV | 12140922164 | R-Y-B-N | Secondary Distribution | 0 | 36 | PC Ordinary | WASP | WASP | WASP | WASP |  |  | Secondary Pole | T-12140922166 | 0 | 0 | [10 empty] | 0 | 0 | 0 | 0 | 0 | 0 | 0 | 0 | 0 | 0 |  |  | 726959 | 3763778
110225 | 592 | PESCO | 701012140922164 |  | 70 | Jamrud | 7010 | Hayatabad-2 |  | S |  | 12140922167 | 0.4kV | 12140922167 |  | Secondary Distribution | 0 |  | Jumper | [6 empty] | Secondary Pole | T-12140922166 | 0 | 0 | [10 empty] | 0 | 0 | 0 | 0 | 0 | 0 | 0 | 0 | 0 | 0 |  |  | 726942.2 | 3763746.4
110224 | 591 | PESCO | 701012140922167 |  | 70 | Jamrud | 7010 | Hayatabad-2 |  | E |  | 12140922167 | 0.4kV | 12140922167 | R-Y-B-N | Secondary Distribution | 0 |  | Jumper | ANT | ANT | ANT | ANT |  |  | Secondary Pole | T-12140922166 | 0 | 0 | [10 empty] | 0 | 8 | 0 | 0 | 0 | 0 | 0 | 0 | 0 | 0 |  |  | 726942.2 | 3763746.4
110223 | 590 | PESCO | 701012140922167 |  | 70 | Jamrud | 7010 | Hayatabad-2 |  | S |  | 12140922167 | 0.4kV | 12140922167 |  | Secondary Distribution | 0 |  | Jumper | [6 empty] | Secondary Pole | T-12140922166 | 0 | 0 | R-Y-B | Common | Connected |  |  | St-3/L-1 | Single Pole |  |  |  | 0 | 0 | 0 | 0 | 0 | 0 | 0 | 0 | 0 | 0 |  | Z:\GIS_Pakistan\Survey\Pictures\PESCO\Hayatabad-1\Hayatabad-2\T-12140922166.jpg | 726942.2 | 3763746.4
110222 | 589 | PESCO | 701012140922164 |  | 70 | Jamrud | 7010 | Hayatabad-2 |  | E |  | 12140922164 | 0.4kV | 12140922164 | R-Y-B-N | Secondary Distribution | 0 | 36 | PC Ordinary | WASP | WASP | WASP | WASP |  |  | Secondary Pole | T-12140922155 | 0 | 0 | [10 empty] | 0 | 6 | 1 | 0 | 0 | 0 | 0 | 0 | 0 | 0 |  |  | 726959 | 3763778
110221 | 588 | PESCO | 701012140922164 |  | 70 | Jamrud | 7010 | Hayatabad-2 |  | S |  | 12140922163 | 0.4kV | 12140922163 |  | Secondary Distribution | 0 | 36 | PC Ordinary | [6 empty] | Secondary Pole | T-12140922155 | 0 | 0 | [10 empty] | 0 | 0 | 0 | 0 | 0 | 0 | 0 | 0 | 0 | 0 |  |  | 726962 | 3763798
110220 | 587 | PESCO | 701012140922163 |  | 70 | Jamrud | 7010 | Hayatabad-2 |  | E |  | 12140922163 | 0.4kV | 12140922163 | R-Y-B-N | Secondary Distribution | 0 | 36 | PC Ordinary | WASP | WASP | WASP | WASP |  |  | Secondary Pole | T-12140922155 | 0 | 0 | [10 empty] | 0 | 4 | 2 | 0 | 0 | 0 | 0 | 0 | 0 | 0 |  |  | 726962 | 3763798
110219 | 586 | PESCO | 701012140922163 |  | 70 | Jamrud | 7010 | Hayatabad-2 |  | S |  | 12140922156 | 0.4kV | 12140922156 |  | Secondary Distribution | 0 |  | Jumper | [6 empty] | Secondary Pole | T-12140922155 | 0 | 0 | R-Y-B | Common | Connected | Seimon |  | Nr House No313 St-02 /L-1 | Double pole |  |  |  | 0 | 0 | 0 | 0 | 0 | 0 | 0 | 0 | 0 | 0 |  | Z:\GIS_Pakistan\Survey\Pictures\PESCO\Hayatabad-1\Hayatabad-2\T-12140922155.jpg | 726975.2 | 3763821.4
110218 | 585 | PESCO | 701012140922162 |  | 70 | Jamrud | 7010 | Hayatabad-2 |  | E |  | 12140922162 | 0.4kV | 12140922162 | R-Y-B-N | Secondary Distribution | 0 | 30 | PC Ordinary | WASP | WASP | WASP | WASP |  |  | Secondary Pole | T-12140922155 | 0 | 0 | [10 empty] | 0 | 8 | 0 | 0 | 0 | 0 | 0 | 0 | 0 | 0 |  |  | 727004 | 3763920
110217 | 584 | PESCO | 701012140922162 |  | 70 | Jamrud | 7010 | Hayatabad-2 |  | S |  | 12140922161 | 0.4kV | 12140922161 |  | Secondary Distribution | 0 | 30 | PC Ordinary | [6 empty] | Secondary Pole | T-12140922155 | 0 | 0 | [10 empty] | 0 | 0 | 0 | 0 | 0 | 0 | 0 | 0 | 0 | 0 |  |  | 726993 | 3763884
110216 | 583 | PESCO | 701012140922161 |  | 70 | Jamrud | 7010 | Hayatabad-2 |  | E |  | 12140922161 | 0.4kV | 12140922161 | R-Y-B-N | Secondary Distribution | 0 | 30 | PC Ordinary | WASP | WASP | WASP | WASP |  |  | Secondary Pole | T-12140922155 | 0 | 0 | [10 empty] | 0 | 0 | 0 | 0 | 0 | 0 | 0 | 0 | 0 | 0 |  |  | 726993 | 3763884
110215 | 582 | PESCO | 701012140922161 |  | 70 | Jamrud | 7010 | Hayatabad-2 |  | S |  | 12140922158 | 0.4kV | 12140922158 |  | Secondary Distribution | 0 | 30 | PC Ordinary | [6 empty] | Secondary Pole | T-12140922155 | 0 | 0 | [10 empty] | 0 | 0 | 0 | 0 | 0 | 0 | 0 | 0 | 0 | 0 |  |  | 726983 | 3763870
110214 | 581 | PESCO | 701012140922160 |  | 70 | Jamrud | 7010 | Hayatabad-2 |  | E |  | 12140922160 | 0.4kV | 12140922160 | R-Y-B-N | Secondary Distribution | 0 | 30 | PC Ordinary | WASP | WASP | WASP | WASP |  |  | Secondary Pole | T-12140922155 | 0 | 0 | [10 empty] | 0 | 22 | 0 | 0 | 0 | 0 | 0 | 0 | 0 | 0 |  |  | 726935 | 3763893
110213 | 580 | PESCO | 701012140922160 |  | 70 | Jamrud | 7010 | Hayatabad-2 |  | S |  | 12140922159 | 0.4kV | 12140922159 |  | Secondary Distribution | 0 | 30 | PC Ordinary | [6 empty] | Secondary Pole | T-12140922155 | 0 | 0 | [10 empty] | 0 | 0 | 0 | 0 | 0 | 0 | 0 | 0 | 0 | 0 |  |  | 726958 | 3763887
110212 | 579 | PESCO | 701012140922159 |  | 70 | Jamrud | 7010 | Hayatabad-2 |  | E |  | 12140922159 | 0.4kV | 12140922159 | R-Y-B-N | Secondary Distribution | 0 | 30 | PC Ordinary | WASP | WASP | WASP | WASP |  |  | Secondary Pole | T-12140922155 | 0 | 0 | [10 empty] | 0 | 8 | 1 | 0 | 0 | 0 | 0 | 0 | 0 | 0 |  |  | 726958 | 3763887
110211 | 578 | PESCO | 701012140922159 |  | 70 | Jamrud | 7010 | Hayatabad-2 |  | S |  | 12140922158 | 0.4kV | 12140922158 |  | Secondary Distribution | 0 | 30 | PC Ordinary | [6 empty] | Secondary Pole | T-12140922155 | 0 | 0 | [10 empty] | 0 | 0 | 0 | 0 | 0 | 0 | 0 | 0 | 0 | 0 |  |  | 726983 | 3763870
110210 | 577 | PESCO | 701012140922158 |  | 70 | Jamrud | 7010 | Hayatabad-2 |  | E |  | 12140922158 | 0.4kV | 12140922158 | R-Y-B-N | Secondary Distribution | 0 | 30 | PC Ordinary | WASP | WASP | WASP | WASP |  |  | Secondary Pole | T-12140922155 | 0 | 0 | [10 empty] | 0 | 6 | 1 | 0 | 0 | 0 | 0 | 0 | 0 | 0 |  |  | 726983 | 3763870
110209 | 576 | PESCO | 701012140922158 |  | 70 | Jamrud | 7010 | Hayatabad-2 |  | S |  | 12140922157 | 0.4kV | 12140922157 |  | Secondary Distribution | 0 | 30 | PC Ordinary | [6 empty] | Secondary Pole | T-12140922155 | 0 | 0 | [10 empty] | 0 | 0 | 0 | 0 | 0 | 0 | 0 | 0 | 0 | 0 |  |  | 726972 | 3763840
110208 | 575 | PESCO | 701012140922157 |  | 70 | Jamrud | 7010 | Hayatabad-2 |  | E |  | 12140922157 | 0.4kV | 12140922157 | R-Y-B-N | Secondary Distribution | 0 | 30 | PC Ordinary | WASP | WASP | WASP | WASP |  |  | Secondary Pole | T-12140922155 | 0 | 0 | [10 empty] | 0 | 4 | 0 | 0 | 0 | 0 | 0 | 0 | 0 | 0 |  |  | 726972 | 3763840
110207 | 574 | PESCO | 701012140922157 |  | 70 | Jamrud | 7010 | Hayatabad-2 |  | S |  | 12140922156 | 0.4kV | 12140922156 |  | Secondary Distribution | 0 |  | Jumper | [6 empty] | Secondary Pole | T-12140922155 | 0 | 0 | R-Y-B | Common | Connected | Seimon |  | Nr House No313 St-02 /L-1 | Double pole |  |  |  | 0 | 0 | 0 | 0 | 0 | 0 | 0 | 0 | 0 | 0 |  | Z:\GIS_Pakistan\Survey\Pictures\PESCO\Hayatabad-1\Hayatabad-2\T-12140922155.jpg | 726975.2 | 3763821.4
110206 | 573 | PESCO | 701012140922151 |  | 70 | Jamrud | 7010 | Hayatabad-2 |  | E |  | 12140922151 | 0.4kV | 12140922151 | R-Y-B-N | Secondary Distribution | 0 | 36 | PC Ordinary | WASP | WASP | WASP | WASP |  |  | Secondary Pole | T-12140922155 | 0 | 0 | [10 empty] | 0 | 12 | 1 | 0 | 0 | 0 | 0 | 0 | 0 | 0 |  |  | 726867 | 3763876
110205 | 572 | PESCO | 701012140922151 | 0 | 70 | Jamrud | 7010 | Hayatabad-2 |  | S |  | 12140922152 | 0.4kV | 12140922152 |  | Secondary Distribution | 0 | 36 | PC Ordinary | [6 empty] | Secondary Pole | T-12140922155 | 0 | 0 | [10 empty] | 0 | 0 | 0 | 0 | 0 | 0 | 0 | 0 | 0 | 0 |  |  | 726890 | 3763862
110204 | 571 | PESCO | 701012140922152 | 0 | 70 | Jamrud | 7010 | Hayatabad-2 |  | E |  | 12140922152 | 0.4kV | 12140922152 | R-Y-B-N | Secondary Distribution | 0 | 36 | PC Ordinary | WASP | WASP | WASP | WASP |  |  | Secondary Pole | T-12140922155 | 0 | 0 | [10 empty] | 0 | 8 | 0 | 0 | 0 | 0 | 0 | 0 | 0 | 0 |  |  | 726890 | 3763862
110203 | 570 | PESCO | 701012140922152 | 1 | 70 | Jamrud | 7010 | Hayatabad-2 |  | S |  | 12140922153 | 0.4kV | 12140922153 |  | Secondary Distribution | 0 | 36 | PC Ordinary | [6 empty] | Secondary Pole | T-12140922155 | 0 | 0 | [10 empty] | 0 | 0 | 0 | 0 | 0 | 0 | 0 | 0 | 0 | 0 |  |  | 726936 | 3763849
110202 | 569 | PESCO | 701012140922153 | 1 | 70 | Jamrud | 7010 | Hayatabad-2 |  | E |  | 12140922153 | 0.4kV | 12140922153 |  | Secondary Distribution | 0 | 36 | PC Ordinary | WASP | WASP | WASP | WASP |  |  | Secondary Pole | T-12140922155 | 0 | 0 | [10 empty] | 0 | 17 | 2 | 0 | 0 | 0 | 0 | 0 | 0 | 0 |  |  | 726936 | 3763849
110201 | 568 | PESCO | 701012140922153 |  | 70 | Jamrud | 7010 | Hayatabad-2 |  | S |  | 12140922156 | 0.4kV | 12140922156 |  | Secondary Distribution | 0 |  | Jumper | [6 empty] | Secondary Pole | T-12140922155 | 0 | 0 | [10 empty] | 0 | 0 | 0 | 0 | 0 | 0 | 0 | 0 | 0 | 0 |  |  | 726975.2 | 3763821.4
110200 | 567 | PESCO | 701012140922156 |  | 70 | Jamrud | 7010 | Hayatabad-2 |  | E |  | 12140922156 | 0.4kV | 12140922156 | R-Y-B-N | Secondary Distribution | 0 |  | Jumper | ANT | ANT | ANT | ANT |  |  | Secondary Pole | T-12140922155 | 0 | 0 | [10 empty] | 0 | 4 | 0 | 0 | 0 | 0 | 0 | 0 | 0 | 0 |  |  | 726975.2 | 3763821.4
110199 | 566 | PESCO | 701012140922156 |  | 70 | Jamrud | 7010 | Hayatabad-2 |  | S |  | 12140922156 | 0.4kV | 12140922156 |  | Secondary Distribution | 0 |  | Jumper | [6 empty] | Secondary Pole | T-12140922155 | 0 | 0 | R-Y-B | Common | Connected | Seimon |  | Nr House No313 St-02 /L-1 | Double pole |  |  |  | 0 | 0 | 0 | 0 | 0 | 0 | 0 | 0 | 0 | 0 |  | Z:\GIS_Pakistan\Survey\Pictures\PESCO\Hayatabad-1\Hayatabad-2\T-12140922155.jpg | 726975.2 | 3763821.4
110198 | 565 | PESCO | 701012140922150 |  | 70 | Jamrud | 7010 | Hayatabad-2 |  | E |  | 12140922150 | 0.4kV | 12140922150 | R-Y-B-N | Secondary Distribution | 0 | 36 | PC Ordinary | WASP | WASP | WASP | WASP |  |  | Secondary Pole | T-12140922145 | 0 | 0 | [10 empty] | 0 | 12 | 0 | 0 | 0 | 0 | 0 | 0 | 0 | 0 |  |  | 727159 | 3763740
110197 | 564 | PESCO | 701012140922150 |  | 70 | Jamrud | 7010 | Hayatabad-2 |  | S |  | 12140922149 | 0.4kV | 12140922149 |  | Secondary Distribution | 0 | 36 | Steel Structure | [6 empty] | Secondary Pole | T-12140922145 | 0 | 0 | [10 empty] | 0 | 0 | 0 | 0 | 0 | 0 | 0 | 0 | 0 | 0 |  |  | 727143 | 3763746
110196 | 563 | PESCO | 701012140922149 |  | 70 | Jamrud | 7010 | Hayatabad-2 |  | E |  | 12140922149 | 0.4kV | 12140922149 | R-Y-B-N | Secondary Distribution | 0 | 36 | Steel Structure | WASP | WASP | WASP | WASP |  |  | Secondary Pole | T-12140922145 | 0 | 0 | [10 empty] | 0 | 11 | 1 | 0 | 0 | 0 | 0 | 0 | 0 | 0 |  |  | 727143 | 3763746
110195 | 562 | PESCO | 701012140922149 |  | 70 | Jamrud | 7010 | Hayatabad-2 |  | S |  | 12140922148 | 0.4kV | 12140922148 |  | Secondary Distribution | 0 | 36 | PC Ordinary | [6 empty] | Secondary Pole | T-12140922145 | 0 | 0 | [10 empty] | 0 | 0 | 0 | 0 | 0 | 0 | 0 | 0 | 0 | 0 |  |  | 727097 | 3763766
110194 | 561 | PESCO | 701012140922148 |  | 70 | Jamrud | 7010 | Hayatabad-2 |  | E |  | 12140922148 | 0.4kV | 12140922148 | R-Y-B-N | Secondary Distribution | 0 | 36 | PC Ordinary | ANT | ANT | ANT | ANT |  |  | Secondary Pole | T-12140922145 | 0 | 0 | [10 empty] | 0 | 20 | 0 | 0 | 0 | 0 | 0 | 0 | 0 | 0 |  |  | 727097 | 3763766
110193 | 560 | PESCO | 701012140922148 |  | 70 | Jamrud | 7010 | Hayatabad-2 |  | S |  | 12140922147 | 0.4kV | 12140922147 |  | Secondary Distribution | 0 | 30 | PC Ordinary | [6 empty] | Secondary Pole | T-12140922145 | 0 | 0 | [10 empty] | 0 | 0 | 0 | 0 | 0 | 0 | 0 | 0 | 0 | 0 |  |  | 727111 | 3763790
110192 | 559 | PESCO | 701012140922147 |  | 70 | Jamrud | 7010 | Hayatabad-2 |  | E |  | 12140922147 | 0.4kV | 12140922147 | R-Y-B-N | Secondary Distribution | 0 | 30 | PC Ordinary | ANT | ANT | ANT | ANT |  |  | Secondary Pole | T-12140922145 | 0 | 0 | [10 empty] | 0 | 0 | 0 | 0 | 0 | 0 | 0 | 0 | 0 | 0 |  |  | 727111 | 3763790
110191 | 558 | PESCO | 701012140922147 |  | 70 | Jamrud | 7010 | Hayatabad-2 |  | S |  | 12140922146 | 0.4kV | 12140922146 |  | Secondary Distribution | 0 |  | Jumper | [6 empty] | Secondary Pole | T-12140922145 | 0 | 0 | [10 empty] | 0 | 0 | 0 | 0 | 0 | 0 | 0 | 0 | 0 | 0 |  |  | 727125.2 | 3763826.4
110190 | 557 | PESCO | 701012140922146 |  | 70 | Jamrud | 7010 | Hayatabad-2 |  | E |  | 12140922146 | 0.4kV | 12140922146 | R-Y-B-N | Secondary Distribution | 0 |  | Jumper | WASP | WASP | WASP | WASP |  |  | Secondary Pole | T-12140922145 | 0 | 0 | [10 empty] | 0 | 20 | 1 | 0 | 0 | 0 | 0 | 0 | 0 | 0 |  |  | 727125.2 | 3763826.4
110189 | 556 | PESCO | 701012140922146 |  | 70 | Jamrud | 7010 | Hayatabad-2 |  | S |  | 12140922146 | 0.4kV | 12140922146 |  | Secondary Distribution | 0 |  | Jumper | [6 empty] | Secondary Pole | T-12140922145 | 0 | 0 | R-Y-B | Common | connected | PEL |  | GGHschool Ph-3 | Double pole |  |  |  | 0 | 0 | 0 | 0 | 0 | 0 | 0 | 0 | 0 | 0 |  | Z:\GIS_Pakistan\Survey\Pictures\PESCO\Hayatabad-1\Hayatabad-2\T-12140922145.jpg | 727125.2 | 3763826.4
110188 | 555 | PESCO | 701012140922144 |  | 70 | Jamrud | 7010 | Hayatabad-2 |  | E |  | 12140922144 | 0.4kV | 12140922144 | R-Y-B-N | Secondary Distribution | 0 | 36 | PC Ordinary | ANT | ANT | ANT | ANT |  |  | Secondary Pole | T-12140922137 | 0 | 0 | [10 empty] | 0 | 0 | 0 | 0 | 0 | 0 | 0 | 0 | 0 | 0 |  |  | 727125 | 3763826
110187 | 554 | PESCO | 701012140922144 |  | 70 | Jamrud | 7010 | Hayatabad-2 |  | S |  | 12140922140 | 0.4kV | 12140922140 |  | Secondary Distribution | 0 | 36 | PC Ordinary | [6 empty] | Secondary Pole | T-12140922137 | 0 | 0 | [10 empty] | 0 | 0 | 0 | 0 | 0 | 0 | 0 | 0 | 0 | 0 |  |  | 727133 | 3763844
110186 | 553 | PESCO | 701012140922143 |  | 70 | Jamrud | 7010 | Hayatabad-2 |  | E |  | 12140922143 | 0.4kV | 12140922143 | R-Y-B-N | Secondary Distribution | 0 | 30 | PC Ordinary | ANT | ANT | ANT | ANT |  |  | Secondary Pole | T-12140922137 | 0 | 0 | [10 empty] | 0 | 17 | 0 | 0 | 0 | 0 | 0 | 0 | 0 | 0 |  |  | 727217 | 3763802
110185 | 552 | PESCO | 701012140922143 |  | 70 | Jamrud | 7010 | Hayatabad-2 |  | S |  | 12140922142 | 0.4kV | 12140922142 |  | Secondary Distribution | 0 | 30 | PC Ordinary | [6 empty] | Secondary Pole | T-12140922137 | 0 | 0 | [10 empty] | 0 | 0 | 0 | 0 | 0 | 0 | 0 | 0 | 0 | 0 |  |  | 727190 | 3763817
110184 | 551 | PESCO | 701012140922142 |  | 70 | Jamrud | 7010 | Hayatabad-2 |  | E |  | 12140922142 | 0.4kV | 12140922142 | R-Y-B-N | Secondary Distribution | 0 | 30 | PC Ordinary | ANT | ANT | ANT | ANT |  |  | Secondary Pole | T-12140922137 | 0 | 0 | [10 empty] | 0 | 14 | 0 | 0 | 0 | 0 | 0 | 0 | 0 | 0 |  |  | 727190 | 3763817
110183 | 550 | PESCO | 701012140922142 |  | 70 | Jamrud | 7010 | Hayatabad-2 |  | S |  | 12140922141 | 0.4kV | 12140922141 |  | Secondary Distribution | 0 | 30 | PC Ordinary | [6 empty] | Secondary Pole | T-12140922137 | 0 | 0 | [10 empty] | 0 | 0 | 0 | 0 | 0 | 0 | 0 | 0 | 0 | 0 |  |  | 727164 | 3763827
110182 | 549 | PESCO | 701012140922141 |  | 70 | Jamrud | 7010 | Hayatabad-2 |  | E |  | 12140922141 | 0.4kV | 12140922141 | R-Y-B-N | Secondary Distribution | 0 | 30 | PC Ordinary | ANT | ANT | ANT | ANT |  |  | Secondary Pole | T-12140922137 | 0 | 0 | [10 empty] | 0 | 1 | 0 | 0 | 0 | 0 | 0 | 0 | 0 | 0 |  |  | 727164 | 3763827
110181 | 548 | PESCO | 701012140922141 |  | 70 | Jamrud | 7010 | Hayatabad-2 |  | S |  | 12140922140 | 0.4kV | 12140922140 |  | Secondary Distribution | 0 | 36 | PC Ordinary | [6 empty] | Secondary Pole | T-12140922137 | 0 | 0 | [10 empty] | 0 | 0 | 0 | 0 | 0 | 0 | 0 | 0 | 0 | 0 |  |  | 727133 | 3763844
110180 | 547 | PESCO | 701012140922140 |  | 70 | Jamrud | 7010 | Hayatabad-2 |  | E |  | 12140922140 | 0.4kV | 12140922140 | R-Y-B-N | Secondary Distribution | 0 | 36 | PC Ordinary | ANT | ANT | ANT | ANT |  |  | Secondary Pole | T-12140922137 | 0 | 0 | [10 empty] | 0 | 1 | 0 | 0 | 0 | 0 | 0 | 0 | 0 | 0 |  |  | 727133 | 3763844
110179 | 546 | PESCO | 701012140922140 |  | 70 | Jamrud | 7010 | Hayatabad-2 |  | S |  | 12140922138 | 0.4kV | 12140922138 |  | Secondary Distribution | 0 |  | Jumper | [6 empty] | Secondary Pole | T-12140922137 | 0 | 0 | R-Y-B | Common | Connected | PEL |  | Nr House No.560 St-30 | Double pole |  |  |  | 0 | 0 | 0 | 0 | 0 | 0 | 0 | 0 | 0 | 0 |  | Z:\GIS_Pakistan\Survey\Pictures\PESCO\Hayatabad-1\Hayatabad-2\T-12140922137.jpg | 727140.2 | 3763857.5
110178 | 545 | PESCO | 701012140922139 |  | 70 | Jamrud | 7010 | Hayatabad-2 |  | E |  | 12140922139 | 0.4kV | 12140922139 | R-Y-B-N | Secondary Distribution | 0 | 45 | Steel Structure | ANT | ANT | ANT | ANT |  |  | Secondary Pole | T-12140922137 | 0 | 0 | [10 empty] | 0 | 35 | 0 | 0 | 0 | 0 | 0 | 0 | 0 | 0 |  |  | 727235 | 3763853
110177 | 544 | PESCO | 701012140922139 | 0 | 70 | Jamrud | 7010 | Hayatabad-2 |  | S |  | 12140922135 | 0.4kV | 12140922135 |  | Secondary Distribution | 0 | 45 | Steel Structure | [6 empty] | Secondary Pole | T-12140922137 | 0 | 0 | [10 empty] | 0 | 0 | 0 | 0 | 0 | 0 | 0 | 0 | 0 | 0 |  |  | 727188 | 3763873
110176 | 543 | PESCO | 701012140922135 | 0 | 70 | Jamrud | 7010 | Hayatabad-2 |  | E |  | 12140922135 | 0.4kV | 12140922135 | R-Y-B-N | Secondary Distribution | 0 | 45 | Steel Structure | ANT | ANT | ANT | ANT |  |  | Secondary Pole | T-12140922137 | 0 | 0 | [10 empty] | 0 | 12 | 0 | 0 | 0 | 0 | 0 | 0 | 0 | 0 |  |  | 727188 | 3763873
110175 | 542 | PESCO | 701012140922135 |  | 70 | Jamrud | 7010 | Hayatabad-2 |  | S |  | 12140922134 | 0.4kV | 12140922134 |  | Secondary Distribution | 0 | 36 | PC Ordinary | [6 empty] | Secondary Pole | T-12140922137 | 0 | 0 | [10 empty] | 0 | 0 | 0 | 0 | 0 | 0 | 0 | 0 | 0 | 0 |  |  | 727148 | 3763891
110174 | 541 | PESCO | 701012140922134 |  | 70 | Jamrud | 7010 | Hayatabad-2 |  | E |  | 12140922134 | 0.4kV | 12140922134 | R-Y-B-N | Secondary Distribution | 0 | 36 | PC Ordinary | ANT | ANT | ANT | ANT |  |  | Secondary Pole | T-12140922137 | 0 | 0 | [10 empty] | 0 | 2 | 0 | 0 | 0 | 0 | 0 | 0 | 0 | 0 |  |  | 727148 | 3763891
110173 | 540 | PESCO | 701012140922134 |  | 70 | Jamrud | 7010 | Hayatabad-2 |  | S |  | 12140922138 | 0.4kV | 12140922138 |  | Secondary Distribution | 0 |  | Jumper | [6 empty] | Secondary Pole | T-12140922137 | 0 | 0 | [10 empty] | 0 | 0 | 0 | 0 | 0 | 0 | 0 | 0 | 0 | 0 |  |  | 727140.2 | 3763857.5
110172 | 539 | PESCO | 701012140922138 |  | 70 | Jamrud | 7010 | Hayatabad-2 |  | E |  | 12140922138 | 0.4kV | 12140922138 | R-Y-B-N | Secondary Distribution | 0 |  | Jumper | WASP | WASP | WASP | WASP |  |  | Secondary Pole | T-12140922137 | 0 | 0 | [10 empty] | 0 | 6 | 0 | 0 | 0 | 0 | 0 | 0 | 0 | 0 |  |  | 727140.2 | 3763857.5
110171 | 538 | PESCO | 701012140922138 |  | 70 | Jamrud | 7010 | Hayatabad-2 |  | S |  | 12140922138 | 0.4kV | 12140922138 |  | Secondary Distribution | 0 |  | Jumper | [6 empty] | Secondary Pole | T-12140922137 | 0 | 0 | R-Y-B | Common | Connected | PEL |  | Nr House No.560 St-30 | Double pole |  |  |  | 0 | 0 | 0 | 0 | 0 | 0 | 0 | 0 | 0 | 0 |  | Z:\GIS_Pakistan\Survey\Pictures\PESCO\Hayatabad-1\Hayatabad-2\T-12140922137.jpg | 727140.2 | 3763857.5
110170 | 537 | PESCO | 701012130922113 |  | 70 | Jamrud | 7010 | Hayatabad-2 |  | E |  | 12130922113 | 0.4kV | 12130922113 | R-Y-B-N | Secondary Distribution | 0 | 36 | PC Ordinary | ANT | ANT | ANT | ANT |  |  | Secondary Pole | T-12130922107 | 0 | 0 | [10 empty] | 0 | 4 | 1 | 0 | 0 | 0 | 0 | 0 | 0 | 0 |  |  | 726579 | 3763489
110169 | 536 | PESCO | 701012130922113 |  | 70 | Jamrud | 7010 | Hayatabad-2 |  | S |  | 12130922112 | 0.4kV | 12130922112 |  | Secondary Distribution | 0 | 36 | PC Ordinary | [6 empty] | Secondary Pole | T-12130922107 | 0 | 0 | [10 empty] | 0 | 0 | 0 | 0 | 0 | 0 | 0 | 0 | 0 | 0 |  |  | 726565 | 3763522
110168 | 535 | PESCO | 701012130922112 |  | 70 | Jamrud | 7010 | Hayatabad-2 |  | E |  | 12130922112 | 0.4kV | 12130922112 | R-Y-B-N | Secondary Distribution | 0 | 36 | PC Ordinary | ANT | ANT | ANT | ANT |  |  | Secondary Pole | T-12130922107 | 0 | 0 | [10 empty] | 0 | 0 | 2 | 0 | 0 | 0 | 0 | 0 | 0 | 0 |  |  | 726565 | 3763522
110167 | 534 | PESCO | 701012130922112 |  | 70 | Jamrud | 7010 | Hayatabad-2 |  | S |  | 12130922108 | 0.4kV | 12130922108 |  | Secondary Distribution | 0 |  | Jumper | [6 empty] | Secondary Pole | T-12130922107 | 0 | 0 | R-Y-B | Common | Connected | T-Sab |  | St-10/L-1 | Double pole |  |  |  | 0 | 0 | 0 | 0 | 0 | 0 | 0 | 0 | 0 | 0 |  | Z:\GIS_Pakistan\Survey\Pictures\PESCO\Hayatabad-1\Hayatabad-2\T-12130922107.jpg | 726581 | 3763545
110166 | 533 | PESCO | 701012130922111 |  | 70 | Jamrud | 7010 | Hayatabad-2 |  | E |  | 12130922111 | 0.4kV | 12130922111 | R-Y-B-N | Secondary Distribution | 0 | 36 | PC Ordinary | ANT | ANT | ANT | ANT |  |  | Secondary Pole | T-12130922107 | 0 | 0 | [10 empty] | 0 | 0 | 2 | 0 | 0 | 0 | 0 | 0 | 0 | 0 |  |  | 726660 | 3763495
110165 | 532 | PESCO | 701012130922111 |  | 70 | Jamrud | 7010 | Hayatabad-2 |  | S |  | 12130922110 | 0.4kV | 12130922110 |  | Secondary Distribution | 0 | 36 | PC Ordinary | [6 empty] | Secondary Pole | T-12130922107 | 0 | 0 | [10 empty] | 0 | 0 | 0 | 0 | 0 | 0 | 0 | 0 | 0 | 0 |  |  | 726626 | 3763518
110164 | 531 | PESCO | 701012130922110 |  | 70 | Jamrud | 7010 | Hayatabad-2 |  | E |  | 12130922110 | 0.4kV | 12130922110 |  | Secondary Distribution | 0 | 36 | PC Ordinary | [6 empty] | Secondary Pole | T-12130922107 | 0 | 0 | [10 empty] | 0 | 6 | 8 | 0 | 0 | 0 | 0 | 0 | 0 | 0 |  |  | 726626 | 3763518
110163 | 530 | PESCO | 701012130922110 |  | 70 | Jamrud | 7010 | Hayatabad-2 |  | S |  | 12130922109 | 0.4kV | 12130922109 |  | Secondary Distribution | 0 | 30 | PC Ordinary | [6 empty] | Secondary Pole | T-12130922107 | 0 | 0 | [10 empty] | 0 | 0 | 0 | 0 | 0 | 0 | 0 | 0 | 0 | 0 |  |  | 726596 | 3763547
110162 | 529 | PESCO | 701012130922101 |  | 70 | Jamrud | 7010 | Hayatabad-2 |  | E |  | 12130922101 | 0.4kV | 12130922101 | R-Y-B-N | Secondary Distribution | 0 | 36 | PC Ordinary | ANT | ANT | ANT | ANT |  |  | Secondary Pole | T-12130922107 | 0 | 0 | [10 empty] | 0 | 0 | 0 | 0 | 0 | 0 | 0 | 0 | 0 | 0 |  |  | 726626 | 3763582
110161 | 528 | PESCO | 701012130922101 |  | 70 | Jamrud | 7010 | Hayatabad-2 |  | S |  | 12130922109 | 0.4kV | 12130922109 |  | Secondary Distribution | 0 | 30 | PC Ordinary | [6 empty] | Secondary Pole | T-12130922107 | 0 | 0 | [10 empty] | 0 | 0 | 0 | 0 | 0 | 0 | 0 | 0 | 0 | 0 |  |  | 726596 | 3763547
110160 | 527 | PESCO | 701012130922109 |  | 70 | Jamrud | 7010 | Hayatabad-2 |  | E |  | 12130922109 | 0.4kV | 12130922109 | R-Y-B-N | Secondary Distribution | 0 | 30 | PC Ordinary | ANT | ANT | ANT | ANT |  |  | Secondary Pole | T-12130922107 | 0 | 0 | [10 empty] | 0 | 2 | 0 | 0 | 0 | 0 | 0 | 0 | 0 | 0 |  |  | 726596 | 3763547
110159 | 526 | PESCO | 701012130922109 |  | 70 | Jamrud | 7010 | Hayatabad-2 |  | S |  | 12130922108 | 0.4kV | 12130922108 |  | Secondary Distribution | 0 |  | Jumper | [6 empty] | Secondary Pole | T-12130922107 | 0 | 0 | [10 empty] | 0 | 0 | 0 | 0 | 0 | 0 | 0 | 0 | 0 | 0 |  |  | 726581 | 3763545
110158 | 525 | PESCO | 701012130922108 |  | 70 | Jamrud | 7010 | Hayatabad-2 |  | E |  | 12130922108 | 0.4kV | 12130922108 | R-Y-B-N | Secondary Distribution | 0 |  | Jumper | ANT | ANT | ANT | ANT |  |  | Secondary Pole | T-12130922107 | 0 | 0 | [10 empty] | 0 | 2 | 1 | 0 | 0 | 0 | 0 | 0 | 0 | 0 |  |  | 726581 | 3763545
110157 | 524 | PESCO | 701012130922108 |  | 70 | Jamrud | 7010 | Hayatabad-2 |  | S |  | 12130922108 | 0.4kV | 12130922108 |  | Secondary Distribution | 0 |  | Jumper | [6 empty] | Secondary Pole | T-12130922107 | 0 | 0 | R-Y-B | Common | Connected | T-Sab |  | St-10/L-1 | Double pole |  |  |  | 0 | 0 | 0 | 0 | 0 | 0 | 0 | 0 | 0 | 0 |  | Z:\GIS_Pakistan\Survey\Pictures\PESCO\Hayatabad-1\Hayatabad-2\T-12130922107.jpg | 726581 | 3763545
110156 | 523 | PESCO | 701012130922105 |  | 70 | Jamrud | 7010 | Hayatabad-2 |  | E |  | 12130922105 | 0.4kV | 12130922105 | R-Y-B-N | Secondary Distribution | 0 | 30 | PC Ordinary | ANT | ANT | ANT | ANT |  |  | Secondary Pole | T-12130922100 | 0 | 0 | [10 empty] | 0 | 0 | 0 | 0 | 0 | 0 | 0 | 0 | 0 | 0 |  |  | 726767 | 3763487
110155 | 522 | PESCO | 701012130922105 |  | 70 | Jamrud | 7010 | Hayatabad-2 |  | S |  | 12130922104 | 0.4kV | 12130922104 |  | Secondary Distribution | 0 | 30 | PC Ordinary | [6 empty] | Secondary Pole | T-12130922100 | 0 | 0 | [10 empty] | 0 | 0 | 0 | 0 | 0 | 0 | 0 | 0 | 0 | 0 |  |  | 726727 | 3763513
110154 | 521 | PESCO | 701012130922104 |  | 70 | Jamrud | 7010 | Hayatabad-2 |  | E |  | 12130922104 | 0.4kV | 12130922104 | R-Y-B-N | Secondary Distribution | 0 | 30 | PC Ordinary | ANT | ANT | ANT | ANT |  |  | Secondary Pole | T-12130922100 | 0 | 0 | [10 empty] | 0 | 5 | 5 | 0 | 0 | 0 | 0 | 0 | 0 | 0 |  |  | 726727 | 3763513
110153 | 520 | PESCO | 701012130922104 |  | 70 | Jamrud | 7010 | Hayatabad-2 |  | S |  | 12130922103 | 0.4kV | 12130922103 |  | Secondary Distribution | 0 | 30 | PC Ordinary | [6 empty] | Secondary Pole | T-12130922100 | 0 | 0 | [10 empty] | 0 | 0 | 0 | 0 | 0 | 0 | 0 | 0 | 0 | 0 |  |  | 726685 | 3763539
110152 | 519 | PESCO | 701012130922103 |  | 70 | Jamrud | 7010 | Hayatabad-2 |  | E |  | 12130922103 | 0.4kV | 12130922103 | R-Y-B-N | Secondary Distribution | 0 | 30 | PC Ordinary | ANT | ANT | ANT | ANT |  |  | Secondary Pole | T-12130922100 | 0 | 0 | [10 empty] | 0 | 4 | 4 | 0 | 0 | 0 | 0 | 0 | 0 | 0 |  |  | 726685 | 3763539
110151 | 518 | PESCO | 701012130922103 |  | 70 | Jamrud | 7010 | Hayatabad-2 |  | S |  | 12130922102 | 0.4kV | 12130922102 |  | Secondary Distribution | 0 | 30 | PC Ordinary | [6 empty] | Secondary Pole | T-12130922100 | 0 | 0 | [10 empty] | 0 | 0 | 0 | 0 | 0 | 0 | 0 | 0 | 0 | 0 |  |  | 726650 | 3763565
110150 | 517 | PESCO | 701012130922102 |  | 70 | Jamrud | 7010 | Hayatabad-2 |  | E |  | 12130922102 | 0.4kV | 12130922102 | R-Y-B-N | Secondary Distribution | 0 | 30 | PC Ordinary | ANT | ANT | ANT | ANT |  |  | Secondary Pole | T-12130922100 | 0 | 0 | [10 empty] | 0 | 7 | 5 | 0 | 0 | 0 | 0 | 0 | 0 | 0 |  |  | 726650 | 3763565
110149 | 516 | PESCO | 701012130922102 |  | 70 | Jamrud | 7010 | Hayatabad-2 |  | S |  | 12130922101 | 0.4kV | 12130922101 |  | Secondary Distribution | 0 |  | Jumper | [6 empty] | Secondary Pole | T-12130922100 | 0 | 0 | [10 empty] | 0 | 0 | 0 | 0 | 0 | 0 | 0 | 0 | 0 | 0 |  |  | 726626 | 3763582
110148 | 515 | PESCO | 701012130922101 |  | 70 | Jamrud | 7010 | Hayatabad-2 |  | E |  | 12130922101 | 0.4kV | 12130922101 | R-Y-B-N | Secondary Distribution | 0 |  | Jumper | ANT | ANT | ANT | ANT |  |  | Secondary Pole | T-12130922100 | 0 | 0 | [10 empty] | 0 | 3 | 0 | 0 | 0 | 0 | 0 | 0 | 0 | 0 |  |  | 726626 | 3763582
110147 | 514 | PESCO | 701012130922101 |  | 70 | Jamrud | 7010 | Hayatabad-2 |  | S |  | 12130922101 | 0.4kV | 12130922101 |  | Secondary Distribution | 0 |  | Jumper | [6 empty] | Secondary Pole | T-12130922100 | 0 | 0 | R-Y-B | Common | Connected | Hammad |  | St-9/L-1 | Double pole |  |  |  | 0 | 0 | 0 | 0 | 0 | 0 | 0 | 0 | 0 | 0 |  | Z:\GIS_Pakistan\Survey\Pictures\PESCO\Hayatabad-1\Hayatabad-2\T-12130922100.jpg | 726626 | 3763582
110146 | 513 | PESCO | 701012130922096 |  | 70 | Jamrud | 7010 | Hayatabad-2 |  | E |  | 12130922096 | 0.4kV | 12130922096 | R-Y-B-N | Secondary Distribution | 0 | 30 | PC Ordinary | ANT | ANT | ANT | ANT |  |  | Secondary Pole | T-12130922093 | 0 | 0 | [10 empty] | 0 | 0 | 0 | 0 | 0 | 0 | 0 | 0 | 0 | 0 |  |  | 726819 | 3763583
110145 | 512 | PESCO | 701012130922096 |  | 70 | Jamrud | 7010 | Hayatabad-2 |  | S |  | 12130922095 | 0.4kV | 12130922095 |  | Secondary Distribution | 0 | 30 | PC Ordinary | [6 empty] | Secondary Pole | T-12130922093 | 0 | 0 | [10 empty] | 0 | 0 | 0 | 0 | 0 | 0 | 0 | 0 | 0 | 0 |  |  | 726775 | 3763605
110144 | 511 | PESCO | 701012130922095 |  | 70 | Jamrud | 7010 | Hayatabad-2 |  | E |  | 12130922095 | 0.4kV | 12130922095 | R-Y-B-N | Secondary Distribution | 0 | 30 | PC Ordinary | ANT | ANT | ANT | ANT |  |  | Secondary Pole | T-12130922093 | 0 | 0 | [10 empty] | 0 | 4 | 8 | 0 | 0 | 0 | 0 | 0 | 0 | 0 |  |  | 726775 | 3763605
110143 | 510 | PESCO | 701012130922095 |  | 70 | Jamrud | 7010 | Hayatabad-2 |  | S |  | 12130922094 | 0.4kV | 12130922094 |  | Secondary Distribution | 0 |  | Jumper | [6 empty] | Secondary Pole | T-12130922093 | 0 | 0 | R-Y-B | Common | Connected | Seimon |  | St-6/L-1 | Double pole |  |  |  | 0 | 0 | 0 | 0 | 0 | 0 | 0 | 0 | 0 | 0 |  | Z:\GIS_Pakistan\Survey\Pictures\PESCO\Hayatabad-1\Hayatabad-2\T-12130922093.jpg | 726737.2 | 3763631.4
110142 | 509 | PESCO | 701012130922090 |  | 70 | Jamrud | 7010 | Hayatabad-2 |  | E |  | 12130922090 | 0.4kV | 12130922090 | R-Y-B-N | Secondary Distribution | 0 | 36 | PC Ordinary | ANT | ANT | ANT | ANT |  |  | Secondary Pole | T-12130922093 | 0 | 0 | [10 empty] | 0 | 0 | 0 | 0 | 0 | 0 | 0 | 0 | 0 | 0 |  |  | 726689 | 3763674
110141 | 508 | PESCO | 701012130922090 | 0 | 70 | Jamrud | 7010 | Hayatabad-2 |  | S |  | 12130922091 | 0.4kV | 12130922091 |  | Secondary Distribution | 0 | 36 | PC Ordinary | [6 empty] | Secondary Pole | T-12130922093 | 0 | 0 | [10 empty] | 0 | 0 | 0 | 0 | 0 | 0 | 0 | 0 | 0 | 0 |  |  | 726709 | 3763660
110140 | 507 | PESCO | 701012130922091 | 0 | 70 | Jamrud | 7010 | Hayatabad-2 |  | E |  | 12130922091 | 0.4kV | 12130922091 | R-Y-B-N | Secondary Distribution | 0 | 36 | PC Ordinary | ANT | ANT | ANT | ANT |  |  | Secondary Pole | T-12130922093 | 0 | 0 | [10 empty] | 0 | 6 | 4 | 0 | 0 | 0 | 0 | 0 | 0 | 0 |  |  | 726709 | 3763660
110139 | 506 | PESCO | 701012130922091 |  | 70 | Jamrud | 7010 | Hayatabad-2 |  | S |  | 12130922094 | 0.4kV | 12130922094 |  | Secondary Distribution | 0 |  | Jumper | [6 empty] | Secondary Pole | T-12130922093 | 0 | 0 | [10 empty] | 0 | 0 | 0 | 0 | 0 | 0 | 0 | 0 | 0 | 0 |  |  | 726737.2 | 3763631.4
110138 | 505 | PESCO | 701012130922094 |  | 70 | Jamrud | 7010 | Hayatabad-2 |  | E |  | 12130922094 | 0.4kV | 12130922094 | R-Y-B-N | Secondary Distribution | 0 |  | Jumper | ANT | ANT | ANT | ANT |  |  | Secondary Pole | T-12130922093 | 0 | 0 | [10 empty] | 0 | 4 | 8 | 0 | 0 | 0 | 0 | 0 | 0 | 0 |  |  | 726737.2 | 3763631.4
110137 | 504 | PESCO | 701012130922094 |  | 70 | Jamrud | 7010 | Hayatabad-2 |  | S |  | 12130922094 | 0.4kV | 12130922094 |  | Secondary Distribution | 0 |  | Jumper | [6 empty] | Secondary Pole | T-12130922093 | 0 | 0 | R-Y-B | Common | Connected | Seimon |  | St-6/L-1 | Double pole |  |  |  | 0 | 0 | 0 | 0 | 0 | 0 | 0 | 0 | 0 | 0 |  | Z:\GIS_Pakistan\Survey\Pictures\PESCO\Hayatabad-1\Hayatabad-2\T-12130922093.jpg | 726737.2 | 3763631.4
110136 | 503 | PESCO | 701012130922085 |  | 70 | Jamrud | 7010 | Hayatabad-2 |  | E |  | 12130922085 | 0.4kV | 12130922085 | R-Y-B-N | Secondary Distribution | 0 | 30 | PC Ordinary | ANT | ANT | ANT | ANT |  |  | Secondary Pole | T-12130922080 | 0 | 0 | [10 empty] | 0 | 11 | 4 | 0 | 0 | 0 | 0 | 0 | 0 | 0 |  |  | 726840 | 3763747
110135 | 502 | PESCO | 701012130922085 |  | 70 | Jamrud | 7010 | Hayatabad-2 |  | S |  | 12130922084 | 0.4kV | 12130922084 |  | Secondary Distribution | 0 | 30 | PC Ordinary | [6 empty] | Secondary Pole | T-12130922080 | 0 | 0 | [10 empty] | 0 | 0 | 0 | 0 | 0 | 0 | 0 | 0 | 0 | 0 |  |  | 726800 | 3763762
110134 | 501 | PESCO | 701012130922084 |  | 70 | Jamrud | 7010 | Hayatabad-2 |  | E |  | 12130922084 | 0.4kV | 12130922084 | R-Y-B-N | Secondary Distribution | 0 | 30 | PC Ordinary | ANT | ANT | ANT | ANT |  |  | Secondary Pole | T-12130922080 | 0 | 0 | [10 empty] | 0 | 5 | 0 | 0 | 0 | 0 | 0 | 0 | 0 | 0 |  |  | 726800 | 3763762
110133 | 500 | PESCO | 701012130922084 |  | 70 | Jamrud | 7010 | Hayatabad-2 |  | S |  | 12130922083 | 0.4kV | 12130922083 | R-Y-B-N | Secondary Distribution | 0 | 30 | Steel Structure | [6 empty] | Secondary Pole | T-12130922080 | 0 | 0 | [10 empty] | 0 | 5 | 0 | 0 | 0 | 0 | 0 | 0 | 0 | 0 |  |  | 726762 | 3763789
110132 | 499 | PESCO | 701012130922083 |  | 70 | Jamrud | 7010 | Hayatabad-2 |  | E |  | 12130922083 | 0.4kV | 12130922083 | R-Y-B-N | Secondary Distribution | 0 | 30 | Steel Structure | ANT | ANT | ANT | ANT |  |  | Secondary Pole | T-12130922080 | 0 | 0 | [10 empty] | 0 | 3 | 3 | 0 | 0 | 0 | 0 | 0 | 0 | 0 |  |  | 726762 | 3763789
110131 | 498 | PESCO | 701012130922083 |  | 70 | Jamrud | 7010 | Hayatabad-2 |  | S |  | 12130922081 | 0.4kV | 12130922081 |  | Secondary Distribution | 0 |  | Jumper | [6 empty] | Secondary Pole | T-12130922080 | 0 | 0 | R-Y-B | Common | Connected | JF Ind |  | St-4/L-1 | Single Pole |  |  |  | 0 | 0 | 0 | 0 | 0 | 0 | 0 | 0 | 0 | 0 |  | Z:\GIS_Pakistan\Survey\Pictures\PESCO\Hayatabad-1\Hayatabad-2\T-12130922080.jpg | 726778.2 | 3763793.5
110130 | 497 | PESCO | 701012130922082 |  | 70 | Jamrud | 7010 | Hayatabad-2 |  | E |  | 12130922082 | 0.4kV | 12130922082 | R-Y-B-N | Secondary Distribution | 0 | 30 | PC Ordinary | ANT | ANT | ANT | ANT |  |  | Secondary Pole | T-12130922080 | 0 | 0 | [10 empty] | 0 | 2 | 2 | 0 | 0 | 0 | 0 | 0 | 0 | 0 |  |  | 726791 | 3763818
110129 | 496 | PESCO | 701012130922082 |  | 70 | Jamrud | 7010 | Hayatabad-2 |  | S |  | 12130922081 | 0.4kV | 12130922081 |  | Secondary Distribution | 0 |  | Jumper | [6 empty] | Secondary Pole | T-12130922080 | 0 | 0 | [10 empty] | 0 | 0 | 0 | 0 | 0 | 0 | 0 | 0 | 0 | 0 |  |  | 726778.2 | 3763793.5
110128 | 495 | PESCO | 701012130922081 |  | 70 | Jamrud | 7010 | Hayatabad-2 |  | E |  | 12130922081 | 0.4kV | 12130922081 | R-Y-B-N | Secondary Distribution | 0 |  | Jumper | PVC 37/0.083 | PVC 37/0.083 | PVC 37/0.083 | PVC 37/0.083 |  |  | Secondary Pole | T-12130922080 | 0 | 0 | [10 empty] | 0 | 0 | 0 | 0 | 0 | 0 | 0 | 0 | 0 | 0 |  |  | 726778.2 | 3763793.5
110127 | 494 | PESCO | 701012130922081 |  | 70 | Jamrud | 7010 | Hayatabad-2 |  | S |  | 12130922081 | 0.4kV | 12130922081 |  | Secondary Distribution | 0 |  | Jumper | [6 empty] | Secondary Pole | T-12130922080 | 0 | 0 | R-Y-B | Common | Connected | JF Ind |  | St-4/L-1 | Single Pole |  |  |  | 0 | 0 | 0 | 0 | 0 | 0 | 0 | 0 | 0 | 0 |  | Z:\GIS_Pakistan\Survey\Pictures\PESCO\Hayatabad-1\Hayatabad-2\T-12130922080.jpg | 726778.2 | 3763793.5
110126 | 493 | PESCO | 701012130922078 |  | 70 | Jamrud | 7010 | Hayatabad-2 |  | E |  | 12130922078 | 0.4kV | 12130922078 | R-Y-B-N | Secondary Distribution | 0 | 30 | PC Ordinary | ANT | ANT | ANT | ANT |  |  | Secondary Pole | T-12120922072 | 0 | 0 | [10 empty] | 0 | 12 | 1 | 0 | 0 | 0 | 0 | 0 | 0 | 0 |  |  | 726910 | 3763802
110125 | 492 | PESCO | 701012130922078 |  | 70 | Jamrud | 7010 | Hayatabad-2 |  | S |  | 12130922077 | 0.4kV | 12130922077 |  | Secondary Distribution | 0 | 30 | PC Ordinary | [6 empty] | Secondary Pole | T-12120922072 | 0 | 0 | [10 empty] | 0 | 0 | 0 | 0 | 0 | 0 | 0 | 0 | 0 | 0 |  |  | 726878 | 3763821
110124 | 491 | PESCO | 701012130922077 |  | 70 | Jamrud | 7010 | Hayatabad-2 |  | E |  | 12130922077 | 0.4kV | 12130922077 | R-Y-B-N | Secondary Distribution | 0 | 30 | PC Ordinary | ANT | ANT | ANT | ANT |  |  | Secondary Pole | T-12120922072 | 0 | 0 | [10 empty] | 0 | 11 | 1 | 0 | 0 | 0 | 0 | 0 | 0 | 0 |  |  | 726878 | 3763821
110123 | 490 | PESCO | 701012130922077 |  | 70 | Jamrud | 7010 | Hayatabad-2 |  | S |  | 12130922076 | 0.4kV | 12130922076 |  | Secondary Distribution | 0 | 30 | PC Ordinary | [6 empty] | Secondary Pole | T-12120922072 | 0 | 0 | [10 empty] | 0 | 0 | 0 | 0 | 0 | 0 | 0 | 0 | 0 | 0 |  |  | 726840 | 3763839
110122 | 489 | PESCO | 701012130922076 |  | 70 | Jamrud | 7010 | Hayatabad-2 |  | E |  | 12130922076 | 0.4kV | 12130922076 | R-Y-B-N | Secondary Distribution | 0 | 30 | PC Ordinary | ANT | ANT | ANT | ANT |  |  | Secondary Pole | T-12120922072 | 0 | 0 | [10 empty] | 0 | 15 | 0 | 0 | 0 | 0 | 0 | 0 | 0 | 0 |  |  | 726840 | 3763839
110121 | 488 | PESCO | 701012130922076 |  | 70 | Jamrud | 7010 | Hayatabad-2 |  | S |  | 12130922073 | 0.4kV | 12130922073 |  | Secondary Distribution | 0 |  | Jumper | [6 empty] | Secondary Pole | T-12120922072 | 0 | 0 | [10 empty] | 0 | 0 | 0 | 0 | 0 | 0 | 0 | 0 | 0 | 0 |  |  | 726816 | 3763847
110120 | 487 | PESCO | 701012130922073 |  | 70 | Jamrud | 7010 | Hayatabad-2 |  | E |  | 12130922073 | 0.4kV | 12130922073 | R-Y-B-N | Secondary Distribution | 0 |  | Jumper | WASP | WASP | WASP | WASP |  |  | Secondary Pole | T-12120922072 | 0 | 0 | [10 empty] | 0 | 1 | 0 | 0 | 0 | 0 | 0 | 0 | 0 | 0 | Street-02 A Ph- 3 |  | 726816 | 3763847
110119 | 486 | PESCO | 701012130922073 |  | 70 | Jamrud | 7010 | Hayatabad-2 |  | S |  | 12130922073 | 0.4kV | 12130922073 |  | Secondary Distribution | 0 |  | Jumper | [6 empty] | Secondary Pole | T-12120922072 | 0 | 0 | R-Y-B | Common | Connected | PEL |  | St No.2A/L-1 Ph-3 | Double pole |  |  |  | 0 | 0 | 0 | 0 | 0 | 0 | 0 | 0 | 0 | 0 |  | Z:\GIS_Pakistan\Survey\Pictures\PESCO\Hayatabad-1\Hayatabad-2\T-12120922072.jpg | 726816 | 3763847
110118 | 485 | PESCO | 701012160922311 |  | 70 | Jamrud | 7010 | Hayatabad-2 |  | E |  | 12160922311 | 0.4kV | 12160922311 | R-Y-B-N | Secondary Distribution | 0 |  | Jumper | WASP | WASP | WASP | WASP |  |  | Secondary Pole | T-121609223310 | 0 | 200 | R-Y-B | Common | Connected | Climax |  | St-7 /L-3 | Double pole |  |  |  | 0 | 0 | 0 | 0 | 0 | 0 | 0 | 0 | 0 | 0 |  | Z:\GIS_Pakistan\Survey\Pictures\PESCO\Hayatabad-1\Hayatabad-2\T-121609223310.jpg | 727157 | 3763437
110117 | 484 | PESCO | 701012160922311 |  | 70 | Jamrud | 7010 | Hayatabad-2 |  | S |  | 12160922310 | 0.4kV | 12160922310 |  | Secondary Distribution | 0 |  | Jumper | [6 empty] | Secondary Pole | T-121609223310 | 0 | 200 | R-Y-B | Common | Connected | Climax |  | St-7 /L-3 | Double pole |  |  |  | 0 | 0 | 0 | 0 | 0 | 0 | 0 | 0 | 0 | 0 |  | Z:\GIS_Pakistan\Survey\Pictures\PESCO\Hayatabad-1\Hayatabad-2\T-121609223310.jpg | 727156 | 3763438
110116 | 483 | PESCO | 701012160922310 |  | 70 | Jamrud | 7010 | Hayatabad-2 |  | E |  | 12160922310 | 11kV | 12160922310 | R-Y-B | Primary Distribution | 0 |  | Jumper | RABBIT | RABBIT | RABBIT |  |  |  | Transformer | T-121609223310 | 0 | 200 | R-Y-B | Common | Connected | Climax |  | St-7 /L-3 | Double pole |  |  |  | 0 | 0 | 0 | 0 | 0 | 0 | 0 | 0 | 0 | 0 |  | Z:\GIS_Pakistan\Survey\Pictures\PESCO\Hayatabad-1\Hayatabad-2\T-121609223310.jpg | 727156 | 3763438
110115 | 482 | PESCO | 701012160922310 |  | 70 | Jamrud | 7010 | Hayatabad-2 |  | S |  | 12160922309 | 11kV | 12160922309 |  | Primary Distribution | 1 | 36 | PC Ordinary | [6 empty] | Primary Pole |  | 0 | 0 | [10 empty] | 0 | 0 | 0 | 0 | 0 | 0 | 0 | 0 | 0 | 0 |  |  | 727153 | 3763443
110114 | 481 | PESCO | 701012160922309 |  | 70 | Jamrud | 7010 | Hayatabad-2 |  | E |  | 12160922309 | 11kV | 12160922309 | R-Y-B | Primary Distribution | 1 | 36 | PC Ordinary | RABBIT | RABBIT | RABBIT |  |  |  | Primary Pole |  | 0 | 0 | [10 empty] | 0 | 0 | 0 | 0 | 0 | 0 | 0 | 0 | 0 | 0 |  |  | 727153 | 3763443
110113 | 480 | PESCO | 701012160922309 |  | 70 | Jamrud | 7010 | Hayatabad-2 |  | S |  | 12160922363 | 11kV | 12160922363 |  | Primary Distribution | 1 | 36 | PC Ordinary | [6 empty] | Primary Pole |  | 0 | 0 | [10 empty] | 0 | 0 | 0 | 0 | 0 | 0 | 0 | 0 | 0 | 0 |  |  | 727130 | 3763472
110112 | 479 | PESCO | 701012160922363 |  | 70 | Jamrud | 7010 | Hayatabad-2 |  | E |  | 12160922363 | 11kV | 12160922363 | R-Y-B | Primary Distribution | 1 | 36 | PC Ordinary | RABBIT | RABBIT | RABBIT |  |  |  | Primary Pole |  | 0 | 0 | [10 empty] | 0 | 0 | 0 | 0 | 0 | 0 | 0 | 0 | 0 | 0 |  |  | 727130 | 3763472
110111 | 478 | PESCO | 701012160922363 |  | 70 | Jamrud | 7010 | Hayatabad-2 |  | S |  | 12160922360 | 11kV | 12160922360 |  | Primary Distribution | 1 | 36 | PC Ordinary | [6 empty] | Primary Pole |  | 0 | 0 | [10 empty] | 0 | 0 | 0 | 0 | 0 | 0 | 0 | 0 | 0 | 0 |  |  | 727106 | 3763481
110110 | 477 | PESCO | 701012160922362 |  | 70 | Jamrud | 7010 | Hayatabad-2 |  | E |  | 12160922362 | 0.4kV | 12160922362 | R-Y-B-N | Secondary Distribution | 0 |  | Jumper | WASP | WASP | WASP | WASP |  |  | Secondary Pole | T-121609223361 | 0 | 200 | R-Y-B | Common | Connected | TTL |  | St-6 / L-3 | Double pole |  |  |  | 0 | 0 | 0 | 0 | 0 | 0 | 0 | 0 | 0 | 0 |  | Z:\GIS_Pakistan\Survey\Pictures\PESCO\Hayatabad-1\Hayatabad-2\T-121609223361.jpg | 727106.2 | 3763481.4
110109 | 476 | PESCO | 701012160922362 |  | 70 | Jamrud | 7010 | Hayatabad-2 |  | S |  | 12160922361 | 0.4kV | 12160922361 |  | Secondary Distribution | 0 |  | Jumper | [6 empty] | Secondary Pole | T-121609223361 | 0 | 200 | R-Y-B | Common | Connected | TTL |  | St-6 / L-3 | Double pole |  |  |  | 0 | 0 | 0 | 0 | 0 | 0 | 0 | 0 | 0 | 0 |  | Z:\GIS_Pakistan\Survey\Pictures\PESCO\Hayatabad-1\Hayatabad-2\T-121609223361.jpg | 727106.1 | 3763481.3
110108 | 475 | PESCO | 701012160922361 |  | 70 | Jamrud | 7010 | Hayatabad-2 |  | E |  | 12160922361 | 11kV | 12160922361 | R-Y-B | Primary Distribution | 0 |  | Jumper | RABBIT | RABBIT | RABBIT |  |  |  | Transformer | T-121609223361 | 0 | 200 | R-Y-B | Common | connected | TTL |  | St-6 / L-3 | Double pole |  |  |  | 0 | 0 | 0 | 0 | 0 | 0 | 0 | 0 | 0 | 0 |  | Z:\GIS_Pakistan\Survey\Pictures\PESCO\Hayatabad-1\Hayatabad-2\T-121609223361.jpg | 727106.1 | 3763481.3
110107 | 474 | PESCO | 701012160922361 |  | 70 | Jamrud | 7010 | Hayatabad-2 |  | S |  | 12160922360 | 11kV | 12160922360 |  | Primary Distribution | 1 | 36 | PC Ordinary | [6 empty] | Primary Pole |  | 0 | 0 | [10 empty] | 0 | 0 | 0 | 0 | 0 | 0 | 0 | 0 | 0 | 0 |  |  | 727106 | 3763481
110106 | 473 | PESCO | 701012160922360 |  | 70 | Jamrud | 7010 | Hayatabad-2 |  | E |  | 12160922360 | 11kV | 12160922360 | R-Y-B | Primary Distribution | 1 | 36 | PC Ordinary | RABBIT | RABBIT | RABBIT |  |  |  | Primary Pole |  | 0 | 0 | [10 empty] | 0 | 0 | 0 | 0 | 0 | 0 | 0 | 0 | 0 | 0 |  |  | 727106 | 3763481
110105 | 472 | PESCO | 701012160922360 | 0 | 70 | Jamrud | 7010 | Hayatabad-2 |  |  |  | 12160922359 | 11kV | 12160922359 |  | Primary Distribution | 1 | 36 | PC Ordinary | [6 empty] | Primary Pole |  | 0 | 0 | [10 empty] | 0 | 0 | 0 | 0 | 0 | 0 | 0 | 0 | 0 | 0 |  |  | 727076 | 3763496
110104 | 471 | PESCO | 701012160922360 |  | 70 | Jamrud | 7010 | Hayatabad-2 |  | S |  | 12160922326 | 11kV | 12160922326 |  | Primary Distribution | 1 | 36 | PC Ordinary | [6 empty] | Primary Pole |  | 0 | 0 | [9 empty] | SDE | 0 | 0 | 0 | 0 | 0 | 0 | 0 | 0 | 0 | 0 |  |  | 727046 | 3763504
110103 | 470 | PESCO | 701012160922344 |  | 70 | Jamrud | 7010 | Hayatabad-2 |  | E |  | 12160922344 | 0.4kV | 12160922344 | R-Y-B-N | Secondary Distribution | 0 |  | Jumper | WASP | WASP | WASP | WASP |  |  | Secondary Pole | T-121609223343 | 0 | 200 | R-Y-B | Common | Connected | T-Power |  | St-1/L-3 | Double pole |  |  |  | 0 | 0 | 0 | 0 | 0 | 0 | 0 | 0 | 0 | 0 |  | Z:\GIS_Pakistan\Survey\Pictures\PESCO\Hayatabad-1\Hayatabad-2\T-121609223343.jpg | 727156 | 3763732
110102 | 469 | PESCO | 701012160922344 |  | 70 | Jamrud | 7010 | Hayatabad-2 |  | S |  | 12160922343 | 0.4kV | 12160922343 |  | Secondary Distribution | 0 |  | Jumper | [6 empty] | Secondary Pole | T-121609223343 | 0 | 200 | R-Y-B | Common | Connected | T-Power |  | St-1/L-3 | Double pole |  |  |  | 0 | 0 | 0 | 0 | 0 | 0 | 0 | 0 | 0 | 0 |  | Z:\GIS_Pakistan\Survey\Pictures\PESCO\Hayatabad-1\Hayatabad-2\T-121609223343.jpg | 727157 | 3763732
110101 | 468 | PESCO | 701012160922343 |  | 70 | Jamrud | 7010 | Hayatabad-2 |  | E |  | 12160922343 | 11kV | 12160922343 | R-Y-B | Primary Distribution | 0 |  | Jumper | RABBIT | RABBIT | RABBIT |  |  |  | Transformer | T-121609223343 | 0 | 200 | R-Y-B | Common | Connected | T-Power |  | St-1/L-3 | Double pole |  |  |  | 0 | 0 | 0 | 0 | 0 | 0 | 0 | 0 | 0 | 0 |  | Z:\GIS_Pakistan\Survey\Pictures\PESCO\Hayatabad-1\Hayatabad-2\T-121609223343.jpg | 727157 | 3763732
110100 | 467 | PESCO | 701012160922343 |  | 70 | Jamrud | 7010 | Hayatabad-2 |  | S |  | 12160922342 | 11kV | 12160922342 |  | Primary Distribution | 1 | 36 | PC Ordinary | [6 empty] | Primary Pole |  | 0 | 0 | [9 empty] | SDE | 0 | 0 | 0 | 0 | 0 | 0 | 0 | 0 | 0 | 0 |  |  | 727156 | 3763733
110099 | 466 | PESCO | 701012160922342 |  | 70 | Jamrud | 7010 | Hayatabad-2 |  | E |  | 12160922342 | 11kV | 12160922342 | R-Y-B | Primary Distribution | 1 | 36 | PC Ordinary | DOG | DOG | DOG |  |  |  | Primary Pole |  | 0 | 0 | [9 empty] | SDE | 0 | 0 | 0 | 0 | 0 | 0 | 0 | 0 | 0 | 0 |  |  | 727156 | 3763733
110098 | 465 | PESCO | 701012160922342 | 1 | 70 | Jamrud | 7010 | Hayatabad-2 |  |  |  | 12160922341 | 11kV | 12160922341 |  | Primary Distribution | 1 | 36 | Steel Structure | [6 empty] | Primary Pole |  | 0 | 0 | [10 empty] | 0 | 0 | 0 | 0 | 0 | 0 | 0 | 0 | 0 | 0 |  |  | 727149 | 3763751
110097 | 464 | PESCO | 701012160922342 | 0 | 70 | Jamrud | 7010 | Hayatabad-2 |  |  |  | 12160922340 | 11kV | 12160922340 |  | Primary Distribution | 1 | 36 | PC Ordinary | [6 empty] | Primary Pole |  | 0 | 0 | [10 empty] | 0 | 0 | 0 | 0 | 0 | 0 | 0 | 0 | 0 | 0 |  |  | 727104 | 3763774
110096 | 463 | PESCO | 701012160922342 |  | 70 | Jamrud | 7010 | Hayatabad-2 |  | S |  | 12160922339 | 11kV | 12160922339 |  | Primary Distribution | 1 | 36 | PC Ordinary | [6 empty] | Primary Pole |  | 0 | 0 | [10 empty] | 0 | 0 | 0 | 0 | 0 | 0 | 0 | 0 | 0 | 0 |  |  | 727044 | 3763796
110095 | 462 | PESCO | 701012160922339 |  | 70 | Jamrud | 7010 | Hayatabad-2 |  | E |  | 12160922339 | 11kV | 12160922339 | R-Y-B | Primary Distribution | 1 | 36 | PC Ordinary | DOG | DOG | DOG |  |  |  | Primary Pole |  | 0 | 0 | [10 empty] | 0 | 0 | 0 | 0 | 0 | 0 | 0 | 0 | 0 | 0 |  |  | 727044 | 3763796
110094 | 461 | PESCO | 701012160922339 |  | 70 | Jamrud | 7010 | Hayatabad-2 |  | S |  | 12160922336 | 11kV | 12160922336 |  | Primary Distribution | 1 | 36 | PC Ordinary | [6 empty] | Primary Pole |  | 0 | 0 | [10 empty] | 0 | 0 | 0 | 0 | 0 | 0 | 0 | 0 | 0 | 0 |  |  | 727012 | 3763813
110093 | 460 | PESCO | 701012160922338 |  | 70 | Jamrud | 7010 | Hayatabad-2 |  | E |  | 12160922338 | 0.4kV | 12160922338 | R-Y-B-N | Secondary Distribution | 0 |  | Jumper | WASP | WASP | WASP | WASP |  |  | Secondary Pole | T-12160922337 | 0 | 200 | R-Y-B | Common | connected | T-Power |  | St-2/L-3 | Double pole |  |  |  | 0 | 0 | 0 | 0 | 0 | 0 | 0 | 0 | 0 | 0 |  | Z:\GIS_Pakistan\Survey\Pictures\PESCO\Hayatabad-1\Hayatabad-2\T-12160922337.jpg | 727010 | 3763813
110092 | 459 | PESCO | 701012160922338 |  | 70 | Jamrud | 7010 | Hayatabad-2 |  | S |  | 12160922337 | 0.4kV | 12160922337 |  | Secondary Distribution | 0 |  | Jumper | [6 empty] | Secondary Pole | T-12160922337 | 0 | 200 | R-Y-B | Common | Connected | T-Power |  | St-2/L-3 | Double pole |  |  |  | 0 | 0 | 0 | 0 | 0 | 0 | 0 | 0 | 0 | 0 |  | Z:\GIS_Pakistan\Survey\Pictures\PESCO\Hayatabad-1\Hayatabad-2\T-12160922337.jpg | 727012 | 3763813
110091 | 458 | PESCO | 701012160922337 |  | 70 | Jamrud | 7010 | Hayatabad-2 |  | E |  | 12160922337 | 11kV | 12160922337 | R-Y-B | Primary Distribution | 0 |  | Jumper | RABBIT | RABBIT | RABBIT |  |  |  | Transformer | T-12160922337 | 0 | 200 | R-Y-B | Common | Connected | T-Power |  | St-2/L-3 | Double pole |  |  |  | 0 | 0 | 0 | 0 | 0 | 0 | 0 | 0 | 0 | 0 |  | Z:\GIS_Pakistan\Survey\Pictures\PESCO\Hayatabad-1\Hayatabad-2\T-12160922337.jpg | 727012 | 3763813
110090 | 457 | PESCO | 701012160922337 |  | 70 | Jamrud | 7010 | Hayatabad-2 |  | S |  | 12160922336 | 11kV | 12160922336 |  | Primary Distribution | 1 | 36 | PC Ordinary | [6 empty] | Primary Pole |  | 0 | 0 | [10 empty] | 0 | 0 | 0 | 0 | 0 | 0 | 0 | 0 | 0 | 0 |  |  | 727012 | 3763813
110089 | 456 | PESCO | 701012160922336 |  | 70 | Jamrud | 7010 | Hayatabad-2 |  | E |  | 12160922336 | 11kV | 12160922336 | R-Y-B | Primary Distribution | 1 | 36 | PC Ordinary | DOG | DOG | DOG |  |  |  | Primary Pole |  | 0 | 0 | [10 empty] | 0 | 0 | 0 | 0 | 0 | 0 | 0 | 0 | 0 | 0 |  |  | 727012 | 3763813
110088 | 455 | PESCO | 701012160922336 |  | 70 | Jamrud | 7010 | Hayatabad-2 |  | S |  | 12140922154 | 11kV | 12140922154 |  | Primary Distribution | 1 | 36 | PC Ordinary | [6 empty] | Primary Pole |  | 0 | 0 | [9 empty] | SDE | 0 | 0 | 0 | 0 | 0 | 0 | 0 | 0 | 0 | 0 |  |  | 726975 | 3763821
110087 | 454 | PESCO | 701012160922335 | 1 | 70 | Jamrud | 7010 | Hayatabad-2 |  | E |  | 12160922335 | 11kV | 12160922335 |  | Primary Distribution | 1 | 36 | PC Ordinary | DOG | DOG | DOG |  |  |  | Primary Pole |  | 0 | 0 | [10 empty] | 0 | 0 | 0 | 0 | 0 | 0 | 0 | 0 | 0 | 0 |  |  | 727141 | 3763697
110086 | 453 | PESCO | 701012160922335 | 0 | 70 | Jamrud | 7010 | Hayatabad-2 |  |  |  | 12160922334 | 11kV | 12160922334 |  | Primary Distribution | 1 | 36 | PC Ordinary | [6 empty] | Primary Pole |  | 0 | 0 | [10 empty] | 0 | 0 | 0 | 0 | 0 | 0 | 0 | 0 | 0 | 0 |  |  | 727122 | 3763669
110085 | 452 | PESCO | 701012160922335 |  | 70 | Jamrud | 7010 | Hayatabad-2 |  | S |  | 12160922329 | 11kV | 12160922329 |  | Primary Distribution | 1 | 36 | PC Ordinary | [6 empty] | Primary Pole |  | 0 | 0 | [10 empty] | 0 | 0 | 0 | 0 | 0 | 0 | 0 | 0 | 0 | 0 |  |  | 727102 | 3763613
110084 | 451 | PESCO | 701012160922329 |  | 70 | Jamrud | 7010 | Hayatabad-2 |  | E |  | 12160922329 | 11kV | 12160922329 | R-Y-B | Primary Distribution | 1 | 36 | PC Ordinary | DOG | DOG | DOG |  |  |  | Primary Pole |  | 0 | 0 | [10 empty] | 0 | 0 | 0 | 0 | 0 | 0 | 0 | 0 | 0 | 0 |  |  | 727102 | 3763613
110083 | 450 | PESCO | 701012160922329 | 1 | 70 | Jamrud | 7010 | Hayatabad-2 |  |  |  | 12160922328 | 11kV | 12160922328 |  | Primary Distribution | 1 | 36 | PC Ordinary | [6 empty] | Primary Pole |  | 0 | 0 | [10 empty] | 0 | 0 | 0 | 0 | 0 | 0 | 0 | 0 | 0 | 0 |  |  | 727082 | 3763577
110082 | 449 | PESCO | 701012160922329 | 0 | 70 | Jamrud | 7010 | Hayatabad-2 |  |  |  | 12160922327 | 11kV | 12160922327 |  | Primary Distribution | 1 | 36 | PC Ordinary | [6 empty] | Primary Pole |  | 0 | 0 | [10 empty] | 0 | 0 | 0 | 0 | 0 | 0 | 0 | 0 | 0 | 0 |  |  | 727065 | 3763538
110081 | 448 | PESCO | 701012160922329 |  | 70 | Jamrud | 7010 | Hayatabad-2 |  | S |  | 12160922326 | 11kV | 12160922326 |  | Primary Distribution | 1 | 36 | PC Ordinary | [6 empty] | Primary Pole |  | 0 | 0 | [9 empty] | SDE | 0 | 0 | 0 | 0 | 0 | 0 | 0 | 0 | 0 | 0 |  |  | 727046 | 3763504
110080 | 447 | PESCO | 701012160922326 |  | 70 | Jamrud | 7010 | Hayatabad-2 |  | E |  | 12160922326 | 11kV | 12160922326 | R-Y-B | Primary Distribution | 1 | 36 | PC Ordinary | DOG | DOG | DOG |  |  |  | Primary Pole |  | 0 | 0 | [9 empty] | SDE | 0 | 0 | 0 | 0 | 0 | 0 | 0 | 0 | 0 | 0 |  |  | 727046 | 3763504
110079 | 446 | PESCO | 701012160922326 |  | 70 | Jamrud | 7010 | Hayatabad-2 |  | S |  | 12160922316 | 11kV | 12160922316 |  | Primary Distribution | 1 | 36 | PC Ordinary | [6 empty] | Primary Pole |  | 0 | 0 | [10 empty] | 0 | 0 | 0 | 0 | 0 | 0 | 0 | 0 | 0 | 0 |  |  | 727026 | 3763468
110078 | 445 | PESCO | 701012160922322 |  | 70 | Jamrud | 7010 | Hayatabad-2 |  | E |  | 12160922322 | 0.4kV | 12160922322 | R-Y-B-N | Secondary Distribution | 0 |  | Jumper | ANT | ANT | ANT | ANT |  |  | Secondary Pole | T-12160922321 | 0 | 100 | R-Y-B | Common | connected | Hammad |  | Nr House No.112 L-2 | Double pole |  |  |  | 0 | 0 | 0 | 0 | 0 | 0 | 0 | 0 | 0 | 0 |  | Z:\GIS_Pakistan\Survey\Pictures\PESCO\Hayatabad-1\Hayatabad-2\T-12160922321.jpg | 726986 | 3763499
110077 | 444 | PESCO | 701012160922322 |  | 70 | Jamrud | 7010 | Hayatabad-2 |  | S |  | 12160922321 | 0.4kV | 12160922321 |  | Secondary Distribution | 0 |  | Jumper | [6 empty] | Secondary Pole | T-12160922321 | 0 | 100 | R-Y-B | Common | connected | Hammad |  | Nr House No.112 L-2 | Double pole |  |  |  | 0 | 0 | 0 | 0 | 0 | 0 | 0 | 0 | 0 | 0 |  | Z:\GIS_Pakistan\Survey\Pictures\PESCO\Hayatabad-1\Hayatabad-2\T-12160922321.jpg | 726985 | 3763498
110076 | 443 | PESCO | 701012160922321 |  | 70 | Jamrud | 7010 | Hayatabad-2 |  | E |  | 12160922321 | 11kV | 12160922321 | R-Y-B | Primary Distribution | 0 |  | Jumper | RABBIT | RABBIT | RABBIT |  |  |  | Transformer | T-12160922321 | 0 | 100 | R-Y-B | Common | connected | Hammad |  | Nr House No.112 L-2 | Double pole |  |  |  | 0 | 0 | 0 | 0 | 0 | 0 | 0 | 0 | 0 | 0 |  | Z:\GIS_Pakistan\Survey\Pictures\PESCO\Hayatabad-1\Hayatabad-2\T-12160922321.jpg | 726985 | 3763498
110075 | 442 | PESCO | 701012160922321 |  | 70 | Jamrud | 7010 | Hayatabad-2 |  | S |  | 12160922320 | 11kV | 12160922320 |  | Primary Distribution | 1 | 36 | PC Ordinary | [6 empty] | Primary Pole |  | 0 | 0 | [9 empty] | SDE | 0 | 0 | 0 | 0 | 0 | 0 | 0 | 0 | 0 | 0 |  |  | 726984 | 3763497
110074 | 441 | PESCO | 701012160922320 |  | 70 | Jamrud | 7010 | Hayatabad-2 |  | E |  | 12160922320 | 11kV | 12160922320 | R-Y-B | Primary Distribution | 1 | 36 | PC Ordinary | RABBIT | RABBIT | RABBIT |  |  |  | Primary Pole |  | 0 | 0 | [9 empty] | SDE | 0 | 0 | 0 | 0 | 0 | 0 | 0 | 0 | 0 | 0 |  |  | 726984 | 3763497
110073 | 440 | PESCO | 701012160922320 |  | 70 | Jamrud | 7010 | Hayatabad-2 |  | S |  | 12160922319 | 11kV | 12160922319 |  | Primary Distribution | 1 | 36 | PC Ordinary | [6 empty] | Primary Pole |  | 0 | 0 | [10 empty] | 0 | 0 | 0 | 0 | 0 | 0 | 0 | 0 | 0 | 0 |  |  | 726975 | 3763474
110072 | 439 | PESCO | 701012160922319 |  | 70 | Jamrud | 7010 | Hayatabad-2 |  | E |  | 12160922319 | 11kV | 12160922319 | R-Y-B | Primary Distribution | 1 | 36 | PC Ordinary | RABBIT | RABBIT | RABBIT |  |  |  | Primary Pole |  | 0 | 0 | [10 empty] | 0 | 0 | 0 | 0 | 0 | 0 | 0 | 0 | 0 | 0 |  |  | 726975 | 3763474
110071 | 438 | PESCO | 701012160922319 |  | 70 | Jamrud | 7010 | Hayatabad-2 |  | S |  | 12160922316 | 11kV | 12160922316 |  | Primary Distribution | 1 | 36 | PC Ordinary | [6 empty] | Primary Pole |  | 0 | 0 | [9 empty] | DDE | 0 | 0 | 0 | 0 | 0 | 0 | 0 | 0 | 0 | 0 |  |  | 727026 | 3763468
110070 | 437 | PESCO | 701012160922318 |  | 70 | Jamrud | 7010 | Hayatabad-2 |  | E |  | 12160922318 | 0.4kV | 12160922318 | R-Y-B-N | Secondary Distribution | 0 |  | Jumper | ANT | ANT | ANT | ANT |  |  | Secondary Pole | T-12160922317 | 0 | 100 | R-Y-B | Common | Connected | Hammad |  | L-2/St-2 Ph-3 | Double pole |  |  |  | 0 | 0 | 0 | 0 | 0 | 0 | 0 | 0 | 0 | 0 |  | Z:\GIS_Pakistan\Survey\Pictures\PESCO\Hayatabad-1\Hayatabad-2\T-12160922317.jpg | 727026.2 | 3763468.4
110069 | 436 | PESCO | 701012160922318 |  | 70 | Jamrud | 7010 | Hayatabad-2 |  | S |  | 12160922317 | 0.4kV | 12160922317 |  | Secondary Distribution | 0 |  | Jumper | [6 empty] | Secondary Pole | T-12160922317 | 0 | 100 | R-Y-B | Common | Connected | Hammad |  | L-2/St-2 Ph-3 | Double pole |  |  |  | 0 | 0 | 0 | 0 | 0 | 0 | 0 | 0 | 0 | 0 |  | Z:\GIS_Pakistan\Survey\Pictures\PESCO\Hayatabad-1\Hayatabad-2\T-12160922317.jpg | 727026.1 | 3763468.3
110068 | 435 | PESCO | 701012160922317 |  | 70 | Jamrud | 7010 | Hayatabad-2 |  | E |  | 12160922317 | 11kV | 12160922317 | R-Y-B | Primary Distribution | 0 |  | Jumper | RABBIT | RABBIT | RABBIT |  |  |  | Transformer | T-12160922317 | 0 | 100 | R-Y-B | Common | Connected | Hammad |  | L-2/St-2 Ph-3 | Double pole |  |  |  | 0 | 0 | 0 | 0 | 0 | 0 | 0 | 0 | 0 | 0 |  | Z:\GIS_Pakistan\Survey\Pictures\PESCO\Hayatabad-1\Hayatabad-2\T-12160922317.jpg | 727026.1 | 3763468.3
110067 | 434 | PESCO | 701012160922317 |  | 70 | Jamrud | 7010 | Hayatabad-2 |  | S |  | 12160922316 | 11kV | 12160922316 |  | Primary Distribution | 1 | 36 | PC Ordinary | [6 empty] | Primary Pole |  | 0 | 0 | [10 empty] | 0 | 0 | 0 | 0 | 0 | 0 | 0 | 0 | 0 | 0 |  |  | 727026 | 3763468
110066 | 433 | PESCO | 701012160922316 |  | 70 | Jamrud | 7010 | Hayatabad-2 |  | E |  | 12160922316 | 11kV | 12160922316 | R-Y-B | Primary Distribution | 1 | 36 | PC Ordinary | RABBIT | RABBIT | RABBIT |  |  |  | Primary Pole |  | 0 | 0 | [10 empty] | 0 | 0 | 0 | 0 | 0 | 0 | 0 | 0 | 0 | 0 |  |  | 727026 | 3763468
110065 | 432 | PESCO | 701012160922316 |  | 70 | Jamrud | 7010 | Hayatabad-2 |  | S |  | 12160922315 | 11kV | 12160922315 |  | Primary Distribution | 1 | 36 | PC Ordinary | [6 empty] | Primary Pole |  | 0 | 0 | [10 empty] | 0 | 0 | 0 | 0 | 0 | 0 | 0 | 0 | 0 | 0 |  |  | 727007 | 3763426
110064 | 431 | PESCO | 701012160922315 |  | 70 | Jamrud | 7010 | Hayatabad-2 |  | E |  | 12160922315 | 11kV | 12160922315 | R-Y-B | Primary Distribution | 1 | 36 | PC Ordinary | RABBIT | RABBIT | RABBIT |  |  |  | Primary Pole |  | 0 | 0 | [10 empty] | 0 | 0 | 0 | 0 | 0 | 0 | 0 | 0 | 0 | 0 |  |  | 727007 | 3763426
110063 | 430 | PESCO | 701012160922315 |  | 70 | Jamrud | 7010 | Hayatabad-2 |  | S |  | 12160922312 | 11kV | 12160922312 |  | Primary Distribution | 1 | 36 | PC Ordinary | [6 empty] | Primary Pole |  | 0 | 0 | [10 empty] | 0 | 0 | 0 | 0 | 0 | 0 | 0 | 0 | 0 | 0 |  |  | 726988 | 3763379
110062 | 429 | PESCO | 701012160922314 |  | 70 | Jamrud | 7010 | Hayatabad-2 |  | E |  | 12160922314 | 0.4kV | 12160922314 | R-Y-B-N | Secondary Distribution | 0 |  | Jumper | WASP | WASP | WASP | WASP |  |  | Secondary Pole | T-12160922313 | 0 | 200 | R-Y-B | Common | Connected | Climax |  | St-2/L-2 Ph-3 | Double pole |  |  |  | 0 | 0 | 0 | 0 | 0 | 0 | 0 | 0 | 0 | 0 |  | Z:\GIS_Pakistan\Survey\Pictures\PESCO\Hayatabad-1\Hayatabad-2\T-12160922313.jpg | 726990 | 3763380
110061 | 428 | PESCO | 701012160922314 |  | 70 | Jamrud | 7010 | Hayatabad-2 |  | S |  | 12160922313 | 0.4kV | 12160922313 |  | Secondary Distribution | 0 |  | Jumper | [6 empty] | Secondary Pole | T-12160922313 | 0 | 200 | R-Y-B | Common | Connected | Climax |  | St-2/L-2 Ph-3 | Double pole |  |  |  | 0 | 0 | 0 | 0 | 0 | 0 | 0 | 0 | 0 | 0 |  | Z:\GIS_Pakistan\Survey\Pictures\PESCO\Hayatabad-1\Hayatabad-2\T-12160922313.jpg | 726989 | 3763380
110060 | 427 | PESCO | 701012160922313 |  | 70 | Jamrud | 7010 | Hayatabad-2 |  | E |  | 12160922313 | 11kV | 12160922313 | R-Y-B | Primary Distribution | 0 |  | Jumper | RABBIT | RABBIT | RABBIT |  |  |  | Transformer | T-12160922313 | 0 | 200 | R-Y-B | Common | Connected | Climax |  | St-2/L-2 Ph-3 | Double pole |  |  |  | 0 | 0 | 0 | 0 | 0 | 0 | 0 | 0 | 0 | 0 |  | Z:\GIS_Pakistan\Survey\Pictures\PESCO\Hayatabad-1\Hayatabad-2\T-12160922313.jpg | 726989 | 3763380
110059 | 426 | PESCO | 701012160922313 |  | 70 | Jamrud | 7010 | Hayatabad-2 |  | S |  | 12160922312 | 11kV | 12160922312 |  | Primary Distribution | 1 | 36 | PC Ordinary | [6 empty] | Primary Pole |  | 0 | 0 | [10 empty] | 0 | 0 | 0 | 0 | 0 | 0 | 0 | 0 | 0 | 0 |  |  | 726988 | 3763379
110058 | 425 | PESCO | 701012160922312 |  | 70 | Jamrud | 7010 | Hayatabad-2 |  | E |  | 12160922312 | 11kV | 12160922312 | R-Y-B | Primary Distribution | 1 | 36 | PC Ordinary | DOG | DOG | DOG |  |  |  | Primary Pole |  | 0 | 0 | [10 empty] | 0 | 0 | 0 | 0 | 0 | 0 | 0 | 0 | 0 | 0 |  |  | 726988 | 3763379
110057 | 424 | PESCO | 701012160922312 |  | 70 | Jamrud | 7010 | Hayatabad-2 |  | S |  | 12160922279 | 11kV | 12160922279 |  | Primary Distribution | 1 | 36 | PC Ordinary | [6 empty] | Primary Pole |  | 0 | 0 | [10 empty] | 0 | 0 | 0 | 0 | 0 | 0 | 0 | 0 | 0 | 0 |  |  | 726968 | 3763337
110056 | 423 | PESCO | 701012160922303 |  | 70 | Jamrud | 7010 | Hayatabad-2 |  | E |  | 12160922303 | 0.4kV | 12160922303 | R-Y-B-N | Secondary Distribution | 0 |  | Jumper | WASP | WASP | WASP | WASP |  |  | Secondary Pole | T-12160922302 | 0 | 200 | R-Y-B | Common | Connected | TTL |  | St-2/L-3 | Double pole |  |  |  | 0 | 0 | 0 | 0 | 0 | 0 | 0 | 0 | 0 | 0 |  | Z:\GIS_Pakistan\Survey\Pictures\PESCO\Hayatabad-1\Hayatabad-2\T-12160922302.jpg | 727087 | 3763315
110055 | 422 | PESCO | 701012160922303 |  | 70 | Jamrud | 7010 | Hayatabad-2 |  | S |  | 12160922302 | 0.4kV | 12160922302 |  | Secondary Distribution | 0 |  | Jumper | [6 empty] | Secondary Pole | T-12160922302 | 0 | 200 | R-Y-B | Common | Connected | TTL |  | St-2/L-3 | Double pole |  |  |  | 0 | 0 | 0 | 0 | 0 | 0 | 0 | 0 | 0 | 0 |  | Z:\GIS_Pakistan\Survey\Pictures\PESCO\Hayatabad-1\Hayatabad-2\T-12160922302.jpg | 727087 | 3763317
110054 | 421 | PESCO | 701012160922302 |  | 70 | Jamrud | 7010 | Hayatabad-2 |  | E |  | 12160922302 | 11kV | 12160922302 | R-Y-B | Primary Distribution | 0 |  | Jumper | RABBIT | RABBIT | RABBIT |  |  |  | Transformer | T-12160922302 | 0 | 200 | R-Y-B | Common | Connected | TTL |  | St-2/L-3 | Double pole |  |  |  | 0 | 0 | 0 | 0 | 0 | 0 | 0 | 0 | 0 | 0 |  | Z:\GIS_Pakistan\Survey\Pictures\PESCO\Hayatabad-1\Hayatabad-2\T-12160922302.jpg | 727087 | 3763317
110053 | 420 | PESCO | 701012160922302 |  | 70 | Jamrud | 7010 | Hayatabad-2 |  | S |  | 12160922301 | 11kV | 12160922301 |  | Primary Distribution | 1 | 36 | PC Ordinary | [6 empty] | Primary Pole |  | 0 | 0 | [9 empty] | SDE | 0 | 0 | 0 | 0 | 0 | 0 | 0 | 0 | 0 | 0 |  |  | 727086 | 3763315
110052 | 419 | PESCO | 701012160922301 |  | 70 | Jamrud | 7010 | Hayatabad-2 |  | E |  | 12160922301 | 11kV | 12160922301 | R-Y-B | Primary Distribution | 1 | 36 | PC Ordinary | RABBIT | RABBIT | RABBIT |  |  |  | Primary Pole |  | 0 | 0 | [9 empty] | SDE | 0 | 0 | 0 | 0 | 0 | 0 | 0 | 0 | 0 | 0 |  |  | 727086 | 3763315
110051 | 418 | PESCO | 701012160922301 | 0 | 70 | Jamrud | 7010 | Hayatabad-2 |  | S |  | 12160922288 | 11kV | 12160922288 |  | Primary Distribution | 1 | 36 | PC Ordinary | [6 empty] | Primary Pole |  | 0 | 0 | [10 empty] | 0 | 0 | 0 | 0 | 0 | 0 | 0 | 0 | 0 | 0 |  |  | 727074 | 3763287
110050 | 417 | PESCO | 701012160922293 |  | 70 | Jamrud | 7010 | Hayatabad-2 |  | E |  | 12160922293 | 0.4kV | 12160922293 | R-Y-B-N | Secondary Distribution | 0 |  | Jumper | PVC 37/0.083 | PVC 37/0.083 | PVC 37/0.083 | PVC 37/0.083 |  |  | Secondary Pole | T-12160922292 | 0 | 100 | R-Y-B | Indepentant | Connected | Seimon |  | St-1/L-3 | Double pole |  |  |  | 0 | 0 | 0 | 0 | 0 | 0 | 0 | 0 | 0 | 0 |  | Z:\GIS_Pakistan\Survey\Pictures\PESCO\Hayatabad-1\Hayatabad-2\T-12160922292.jpg | 727091 | 3763285
110049 | 416 | PESCO | 701012160922293 |  | 70 | Jamrud | 7010 | Hayatabad-2 |  | S |  | 12160922292 | 0.4kV | 12160922292 |  | Secondary Distribution | 0 |  | Jumper | [6 empty] | Secondary Pole | T-12160922292 | 0 | 100 | R-Y-B | Indepentant | Connected | Seimon |  | St-1/L-3 | Double pole |  |  |  | 0 | 0 | 0 | 0 | 0 | 0 | 0 | 0 | 0 | 0 |  | Z:\GIS_Pakistan\Survey\Pictures\PESCO\Hayatabad-1\Hayatabad-2\T-12160922292.jpg | 727090 | 3763285
110048 | 415 | PESCO | 701012160922292 |  | 70 | Jamrud | 7010 | Hayatabad-2 |  | E |  | 12160922292 | 11kV | 12160922292 | R-Y-B | Primary Distribution | 0 |  | Jumper | RABBIT | RABBIT | RABBIT |  |  |  | Transformer | T-12160922292 | 0 | 100 | R-Y-B | Indepentant | Connected | Seimon |  | St-1/L-3 | Double pole |  |  |  | 0 | 0 | 0 | 0 | 0 | 0 | 0 | 0 | 0 | 0 |  | Z:\GIS_Pakistan\Survey\Pictures\PESCO\Hayatabad-1\Hayatabad-2\T-12160922292.jpg | 727090 | 3763285
110047 | 414 | PESCO | 701012160922292 |  | 70 | Jamrud | 7010 | Hayatabad-2 |  | S |  | 12160922289 | 11kV | 12160922289 |  | Primary Distribution | 1 | 36 | PC Ordinary | [6 empty] | Primary Pole |  | 0 | 0 | [9 empty] | SDE | 0 | 0 | 0 | 0 | 0 | 0 | 0 | 0 | 0 | 0 |  |  | 727086 | 3763284
110046 | 413 | PESCO | 701012160922291 |  | 70 | Jamrud | 7010 | Hayatabad-2 |  | E |  | 12160922291 | 0.4kV | 12160922291 | R-Y-B-N | Secondary Distribution | 0 |  | Jumper | ANT | ANT | ANT | ANT |  |  | Secondary Pole | T-12160922290 | 0 | 100 | R-Y-B | Common | Connected | PEL |  | St-1/L-3 | Double pole |  |  |  | 0 | 0 | 0 | 0 | 0 | 0 | 0 | 0 | 0 | 0 |  | Z:\GIS_Pakistan\Survey\Pictures\PESCO\Hayatabad-1\Hayatabad-2\T-12160922290.jpg | 727089 | 3763285
110045 | 412 | PESCO | 701012160922291 |  | 70 | Jamrud | 7010 | Hayatabad-2 |  | S |  | 12160922290 | 0.4kV | 12160922290 |  | Secondary Distribution | 0 |  | Jumper | [6 empty] | Secondary Pole | T-12160922290 | 0 | 100 | R-Y-B | Common | Connected | PEL |  | St-1/L-3 | Double pole |  |  |  | 0 | 0 | 0 | 0 | 0 | 0 | 0 | 0 | 0 | 0 |  | Z:\GIS_Pakistan\Survey\Pictures\PESCO\Hayatabad-1\Hayatabad-2\T-12160922290.jpg | 727088 | 3763285
110044 | 411 | PESCO | 701012160922290 |  | 70 | Jamrud | 7010 | Hayatabad-2 |  | E |  | 12160922290 | 11kV | 12160922290 | R-Y-B | Primary Distribution | 0 |  | Jumper | RABBIT | RABBIT | RABBIT |  |  |  | Transformer | T-12160922290 | 0 | 100 | R-Y-B | Common | Connected | PEL |  | St-1/L-3 | Double pole |  |  |  | 0 | 0 | 0 | 0 | 0 | 0 | 0 | 0 | 0 | 0 |  | Z:\GIS_Pakistan\Survey\Pictures\PESCO\Hayatabad-1\Hayatabad-2\T-12160922290.jpg | 727088 | 3763285
110043 | 410 | PESCO | 701012160922290 |  | 70 | Jamrud | 7010 | Hayatabad-2 |  | S |  | 12160922289 | 11kV | 12160922289 |  | Primary Distribution | 1 | 36 | PC Ordinary | [6 empty] | Primary Pole |  | 0 | 0 | [9 empty] | SDE | 0 | 0 | 0 | 0 | 0 | 0 | 0 | 0 | 0 | 0 |  |  | 727086 | 3763284
110042 | 409 | PESCO | 701012160922289 |  | 70 | Jamrud | 7010 | Hayatabad-2 |  | E |  | 12160922289 | 11kV | 12160922289 | R-Y-B | Primary Distribution | 1 | 36 | PC Ordinary | DOG | DOG | DOG |  |  |  | Primary Pole |  | 0 | 0 | [9 empty] | SDE | 0 | 0 | 0 | 0 | 0 | 0 | 0 | 0 | 0 | 0 |  |  | 727086 | 3763284
110041 | 408 | PESCO | 701012160922289 | 0 | 70 | Jamrud | 7010 | Hayatabad-2 |  | S |  | 12160922288 | 11kV | 12160922288 |  | Primary Distribution | 1 | 36 | PC Ordinary | [6 empty] | Primary Pole |  | 0 | 0 | [10 empty] | 0 | 0 | 0 | 0 | 0 | 0 | 0 | 0 | 0 | 0 |  |  | 727074 | 3763287
110040 | 407 | PESCO | 701012160922288 |  | 70 | Jamrud | 7010 | Hayatabad-2 |  | E |  | 12160922288 | 11kV | 12160922288 | R-Y-B | Primary Distribution | 1 | 36 | PC Ordinary | DOG | DOG | DOG |  |  |  | Primary Pole |  | 0 | 0 | [10 empty] | 0 | 0 | 0 | 0 | 0 | 0 | 0 | 0 | 0 | 0 |  |  | 727074 | 3763287
110039 | 406 | PESCO | 701012160922288 | 0 | 70 | Jamrud | 7010 | Hayatabad-2 |  |  |  | 12160922287 | 11kV | 12160922287 |  | Primary Distribution | 1 | 36 | PC Ordinary | [6 empty] | Primary Pole |  | 0 | 0 | [10 empty] | 0 | 0 | 0 | 0 | 0 | 0 | 0 | 0 | 0 | 0 |  |  | 727056 | 3763292
110038 | 405 | PESCO | 701012160922288 |  | 70 | Jamrud | 7010 | Hayatabad-2 |  | S |  | 12160922281 | 11kV | 12160922281 |  | Primary Distribution | 1 | 36 | PC Ordinary | [6 empty] | Primary Pole |  | 0 | 0 | [10 empty] | 0 | 0 | 0 | 0 | 0 | 0 | 0 | 0 | 0 | 0 |  |  | 727022 | 3763313
110037 | 404 | PESCO | 701012160922284 |  | 70 | Jamrud | 7010 | Hayatabad-2 |  | E |  | 12160922284 | 0.4kV | 12160922284 | R-Y-B-N | Secondary Distribution | 0 |  | Jumper | PVC 37/0.083 | PVC 37/0.083 | PVC 37/0.083 | PVC 37/0.083 |  |  | Secondary Pole | T-12160922283 | 0 | 100 | R-Y-B | Common | Connected | Hammad |  | L-3 Ph-3 | Single Pole |  |  |  | 0 | 0 | 0 | 0 | 0 | 0 | 0 | 0 | 0 | 0 |  | Z:\GIS_Pakistan\Survey\Pictures\PESCO\Hayatabad-1\Hayatabad-2\T-12160922283.jpg | 727037.2 | 3763349.4
110036 | 403 | PESCO | 701012160922284 |  | 70 | Jamrud | 7010 | Hayatabad-2 |  | S |  | 12160922283 | 0.4kV | 12160922283 |  | Secondary Distribution | 0 |  | Jumper | [6 empty] | Secondary Pole | T-12160922283 | 0 | 100 | R-Y-B | Common | Connected | Hammad |  | L-3 Ph-3 | Single Pole |  |  |  | 0 | 0 | 0 | 0 | 0 | 0 | 0 | 0 | 0 | 0 |  | Z:\GIS_Pakistan\Survey\Pictures\PESCO\Hayatabad-1\Hayatabad-2\T-12160922283.jpg | 727037.1 | 3763349.3
110035 | 402 | PESCO | 701012160922283 |  | 70 | Jamrud | 7010 | Hayatabad-2 |  | E |  | 12160922283 | 11kV | 12160922283 | R-Y-B | Primary Distribution | 0 |  | Jumper | RABBIT | RABBIT | RABBIT |  |  |  | Transformer | T-12160922283 | 0 | 100 | R-Y-B | Common | Connected | Hammad |  | L-3 Ph-3 | Single Pole |  |  |  | 0 | 0 | 0 | 0 | 0 | 0 | 0 | 0 | 0 | 0 |  | Z:\GIS_Pakistan\Survey\Pictures\PESCO\Hayatabad-1\Hayatabad-2\T-12160922283.jpg | 727037.1 | 3763349.3
110034 | 401 | PESCO | 701012160922283 |  | 70 | Jamrud | 7010 | Hayatabad-2 |  | S |  | 12160922282 | 11kV | 12160922282 |  | Primary Distribution | 1 | 36 | PC Ordinary | [6 empty] | Primary Pole |  | 0 | 0 | [9 empty] | SDE | 0 | 0 | 0 | 0 | 0 | 0 | 0 | 0 | 0 | 0 |  |  | 727037 | 3763349
110033 | 400 | PESCO | 701012160922282 |  | 70 | Jamrud | 7010 | Hayatabad-2 |  | E |  | 12160922282 | 11kV | 12160922282 | R-Y-B | Primary Distribution | 1 | 36 | PC Ordinary | RABBIT | RABBIT | RABBIT |  |  |  | Primary Pole |  | 0 | 0 | [9 empty] | SDE | 0 | 0 | 0 | 0 | 0 | 0 | 0 | 0 | 0 | 0 |  |  | 727037 | 3763349
110032 | 399 | PESCO | 701012160922282 |  | 70 | Jamrud | 7010 | Hayatabad-2 |  | S |  | 12160922281 | 11kV | 12160922281 |  | Primary Distribution | 1 | 36 | PC Ordinary | [6 empty] | Primary Pole |  | 0 | 0 | [10 empty] | 0 | 0 | 0 | 0 | 0 | 0 | 0 | 0 | 0 | 0 |  |  | 727022 | 3763313
110031 | 398 | PESCO | 701012160922281 |  | 70 | Jamrud | 7010 | Hayatabad-2 |  | E |  | 12160922281 | 11kV | 12160922281 | R-Y-B | Primary Distribution | 1 | 36 | PC Ordinary | DOG | DOG | DOG |  |  |  | Primary Pole |  | 0 | 0 | [10 empty] | 0 | 0 | 0 | 0 | 0 | 0 | 0 | 0 | 0 | 0 |  |  | 727022 | 3763313
110030 | 397 | PESCO | 701012160922281 |  | 70 | Jamrud | 7010 | Hayatabad-2 |  | S |  | 12160922279 | 11kV | 12160922279 |  | Primary Distribution | 1 | 36 | PC Ordinary | [6 empty] | Primary Pole |  | 0 | 0 | [9 empty] | DDE | 0 | 0 | 0 | 0 | 0 | 0 | 0 | 0 | 0 | 0 |  |  | 726968 | 3763337
110029 | 396 | PESCO | 701012150922224 | 2 | 70 | Jamrud | 7010 | Hayatabad-2 |  | E |  | 12150922224 | 11kV | 12150922224 |  | Primary Distribution | 1 | 36 | PC Ordinary | DOG | DOG | DOG |  |  |  | Primary Pole |  | 0 | 0 | [9 empty] | SDE | 0 | 0 | 0 | 0 | 0 | 0 | 0 | 0 | 0 | 0 |  |  | 726831 | 3763398
110028 | 395 | PESCO | 701012150922224 | 1 | 70 | Jamrud | 7010 | Hayatabad-2 |  |  |  | 12150922225 | 11kV | 12150922225 |  | Primary Distribution | 1 | 36 | PC Ordinary | [6 empty] | Primary Pole |  | 0 | 0 | [10 empty] | 0 | 0 | 0 | 0 | 0 | 0 | 0 | 0 | 0 | 0 |  |  | 726873 | 3763383
110027 | 394 | PESCO | 701012150922224 | 0 | 70 | Jamrud | 7010 | Hayatabad-2 |  |  |  | 12150922226 | 11kV | 12150922226 |  | Primary Distribution | 1 | 36 | PC Ordinary | [6 empty] | Primary Pole |  | 0 | 0 | [10 empty] | 0 | 0 | 0 | 0 | 0 | 0 | 0 | 0 | 0 | 0 |  |  | 726913 | 3763361
110026 | 393 | PESCO | 701012150922224 |  | 70 | Jamrud | 7010 | Hayatabad-2 |  | S |  | 12160922279 | 11kV | 12160922279 |  | Primary Distribution | 1 | 36 | PC Ordinary | [6 empty] | Primary Pole |  | 0 | 0 | [9 empty] | DDE | 0 | 0 | 0 | 0 | 0 | 0 | 0 | 0 | 0 | 0 |  |  | 726968 | 3763337
110025 | 392 | PESCO | 701012160922279 |  | 70 | Jamrud | 7010 | Hayatabad-2 |  | E |  | 12160922279 | 11kV | 12160922279 | R-Y-B | Primary Distribution | 1 | 36 | PC Ordinary | DOG | DOG | DOG |  |  |  | Primary Pole |  | 0 | 0 | [9 empty] | DDE | 0 | 0 | 0 | 0 | 0 | 0 | 0 | 0 | 0 | 0 |  |  | 726968 | 3763337
110024 | 391 | PESCO | 701012160922279 |  | 70 | Jamrud | 7010 | Hayatabad-2 |  | S |  | 12160922255 | 11kV | 12160922255 |  | Primary Distribution | 1 | 36 | PC Ordinary | [6 empty] | Primary Pole |  | 0 | 0 | [10 empty] | 0 | 0 | 0 | 0 | 0 | 0 | 0 | 0 | 0 | 0 |  |  | 726941 | 3763279
110023 | 390 | PESCO | 701012160922275 |  | 70 | Jamrud | 7010 | Hayatabad-2 |  | E |  | 12160922275 | 0.4kV | 12160922275 | R-Y-B-N | Secondary Distribution | 0 |  | Jumper | ANT | ANT | ANT | ANT |  |  | Secondary Pole | T-12160922274 | 0 | 100 | R-Y-B | Common | Connected | Hammad |  | St-10 / K-6 | Double pole |  |  |  | 0 | 0 | 0 | 0 | 0 | 0 | 0 | 0 | 0 | 0 |  | Z:\GIS_Pakistan\Survey\Pictures\PESCO\Hayatabad-1\Hayatabad-2\T-12160922274.jpg | 727041 | 3763142
110022 | 389 | PESCO | 701012160922275 |  | 70 | Jamrud | 7010 | Hayatabad-2 |  | S |  | 12160922274 | 0.4kV | 12160922274 |  | Secondary Distribution | 0 |  | Jumper | [6 empty] | Secondary Pole | T-12160922274 | 0 | 100 | R-Y-B | Common | Connected | Hammad |  | St-10 / K-6 | Double pole |  |  |  | 0 | 0 | 0 | 0 | 0 | 0 | 0 | 0 | 0 | 0 |  | Z:\GIS_Pakistan\Survey\Pictures\PESCO\Hayatabad-1\Hayatabad-2\T-12160922274.jpg | 727041 | 3763140
110021 | 388 | PESCO | 701012160922274 |  | 70 | Jamrud | 7010 | Hayatabad-2 |  | E |  | 12160922274 | 11kV | 12160922274 | R-Y-B | Primary Distribution | 0 |  | Jumper | RABBIT | RABBIT | RABBIT |  |  |  | Transformer | T-12160922274 | 0 | 100 | R-Y-B | Common | Connected | Hammad |  | St-10 / K-6 | Double pole |  |  |  | 0 | 0 | 0 | 0 | 0 | 0 | 0 | 0 | 0 | 0 |  | Z:\GIS_Pakistan\Survey\Pictures\PESCO\Hayatabad-1\Hayatabad-2\T-12160922274.jpg | 727041 | 3763140
110020 | 387 | PESCO | 701012160922274 |  | 70 | Jamrud | 7010 | Hayatabad-2 |  | S |  | 12160922273 | 11kV | 12160922273 |  | Primary Distribution | 1 | 36 | PC Ordinary | [6 empty] | Primary Pole |  | 0 | 0 | [9 empty] | SDE | 0 | 0 | 0 | 0 | 0 | 0 | 0 | 0 | 0 | 0 |  |  | 727041 | 3763143
110019 | 386 | PESCO | 701012160922273 |  | 70 | Jamrud | 7010 | Hayatabad-2 |  | E |  | 12160922273 | 11kV | 12160922273 | R-Y-B | Primary Distribution | 1 | 36 | PC Ordinary | RABBIT | RABBIT | RABBIT |  |  |  | Primary Pole |  | 0 | 0 | [9 empty] | SDE | 0 | 0 | 0 | 0 | 0 | 0 | 0 | 0 | 0 | 0 |  |  | 727041 | 3763143
110018 | 385 | PESCO | 701012160922273 |  | 70 | Jamrud | 7010 | Hayatabad-2 |  | S |  | 12160922269 | 11kV | 12160922269 |  | Primary Distribution | 1 | 36 | PC Ordinary | [6 empty] | Primary Pole |  | 0 | 0 | [10 empty] | 0 | 0 | 0 | 0 | 0 | 0 | 0 | 0 | 0 | 0 |  |  | 727058 | 3763176
110017 | 384 | PESCO | 701012160922271 |  | 70 | Jamrud | 7010 | Hayatabad-2 |  | E |  | 12160922271 | 0.4kV | 12160922271 | R-Y-B-N | Secondary Distribution | 0 |  | Jumper | PVC 19/0.052 | PVC 19/0.052 | PVC 19/0.052 | PVC 19/0.052 |  |  | Secondary Pole | T-12160922270 | 0 | 100 | R-Y-B | Indepentant | Connected | Climax |  | Near Noor Masjid | Single Pole |  |  |  | 0 | 0 | 0 | 0 | 0 | 0 | 0 | 0 | 0 | 0 |  | Z:\GIS_Pakistan\Survey\Pictures\PESCO\Hayatabad-1\Hayatabad-2\T-12160922270.jpg | 727058.2 | 3763176.4
110016 | 383 | PESCO | 701012160922271 |  | 70 | Jamrud | 7010 | Hayatabad-2 |  | S |  | 12160922270 | 0.4kV | 12160922270 |  | Secondary Distribution | 0 |  | Jumper | [6 empty] | Secondary Pole | T-12160922270 | 0 | 100 | R-Y-B | Indepentant | Connected | Climax |  | Near Noor Masjid | Single Pole |  |  |  | 0 | 0 | 0 | 0 | 0 | 0 | 0 | 0 | 0 | 0 |  | Z:\GIS_Pakistan\Survey\Pictures\PESCO\Hayatabad-1\Hayatabad-2\T-12160922270.jpg | 727058.1 | 3763176.3
110015 | 382 | PESCO | 701012160922270 |  | 70 | Jamrud | 7010 | Hayatabad-2 |  | E |  | 12160922270 | 11kV | 12160922270 | R-Y-B | Primary Distribution | 0 |  | Jumper | RABBIT | RABBIT | RABBIT |  |  |  | Transformer | T-12160922270 | 0 | 100 | R-Y-B | Indepentant | Connected | Climax |  | Near Noor Masjid | Single Pole |  |  |  | 0 | 0 | 0 | 0 | 0 | 0 | 0 | 0 | 0 | 0 |  | Z:\GIS_Pakistan\Survey\Pictures\PESCO\Hayatabad-1\Hayatabad-2\T-12160922270.jpg | 727058.1 | 3763176.3
110014 | 381 | PESCO | 701012160922270 |  | 70 | Jamrud | 7010 | Hayatabad-2 |  | S |  | 12160922269 | 11kV | 12160922269 |  | Primary Distribution | 0 | 36 | PC Ordinary | [6 empty] | Primary Pole |  | 0 | 0 | [10 empty] | 0 | 0 | 0 | 0 | 0 | 0 | 0 | 0 | 0 | 0 |  |  | 727058 | 3763176
110013 | 380 | PESCO | 701012160922269 |  | 70 | Jamrud | 7010 | Hayatabad-2 |  | E |  | 12160922269 | 11kV | 12160922269 | R-Y-B | Primary Distribution | 0 | 36 | PC Ordinary | RABBIT | RABBIT | RABBIT |  |  |  | Primary Pole |  | 0 | 0 | [10 empty] | 0 | 0 | 0 | 0 | 0 | 0 | 0 | 0 | 0 | 0 |  |  | 727058 | 3763176
110012 | 379 | PESCO | 701012160922269 |  | 70 | Jamrud | 7010 | Hayatabad-2 |  | S |  | 12160922264 | 11kV | 12160922264 |  | Primary Distribution | 0 | 36 | PC Ordinary | [6 empty] | Primary Pole |  | 0 | 0 | [10 empty] | 0 | 0 | 0 | 0 | 0 | 0 | 0 | 0 | 0 | 0 |  |  | 727074 | 3763215
110011 | 378 | PESCO | 701012160922267 |  | 70 | Jamrud | 7010 | Hayatabad-2 |  | E |  | 12160922267 | 11kV | 12160922267 | R-Y-B | Primary Distribution | 0 | 36 | PC Ordinary | DOG | DOG | DOG |  |  |  | Primary Pole |  | 0 | 0 | [9 empty] | SDE | 0 | 0 | 0 | 0 | 0 | 0 | 0 | 0 | 0 | 0 |  |  | 727123 | 3763192
110010 | 377 | PESCO | 701012160922267 |  | 70 | Jamrud | 7010 | Hayatabad-2 |  | S |  | 12160922264 | 11kV | 12160922264 |  | Primary Distribution | 0 | 36 | PC Ordinary | [6 empty] | Primary Pole |  | 0 | 0 | [10 empty] | 0 | 0 | 0 | 0 | 0 | 0 | 0 | 0 | 0 | 0 |  |  | 727074 | 3763215
110009 | 376 | PESCO | 701012160922266 |  | 70 | Jamrud | 7010 | Hayatabad-2 |  | E |  | 12160922266 | 0.4kV | 12160922266 | R-Y-B-N | Secondary Distribution | 0 |  | Jumper | WASP | WASP | WASP | WASP |  |  | Secondary Pole | T-12160922265 | 0 | 200 | R-Y-B | Common | Connected | T-Power |  | Near Masjid-e-Noor Sector-K | Double pole |  |  |  | 0 | 0 | 0 | 0 | 0 | 0 | 0 | 0 | 0 | 0 |  | Z:\GIS_Pakistan\Survey\Pictures\PESCO\Hayatabad-1\Hayatabad-2\T-12160922265.jpg | 727073 | 3763216
110008 | 375 | PESCO | 701012160922266 |  | 70 | Jamrud | 7010 | Hayatabad-2 |  | S |  | 12160922265 | 0.4kV | 12160922265 |  | Secondary Distribution | 0 |  | Jumper | [6 empty] | Secondary Pole | T-12160922265 | 0 | 200 | R-Y-B | Common | Connected | T-Power |  | Near Masjid-e-Noor Sector-K | Double pole |  |  |  | 0 | 0 | 0 | 0 | 0 | 0 | 0 | 0 | 0 | 0 |  | Z:\GIS_Pakistan\Survey\Pictures\PESCO\Hayatabad-1\Hayatabad-2\T-12160922265.jpg | 727075 | 3763215
110007 | 374 | PESCO | 701012160922265 |  | 70 | Jamrud | 7010 | Hayatabad-2 |  | E |  | 12160922265 | 11kV | 12160922265 | R-Y-B | Primary Distribution | 0 |  | Jumper | RABBIT | RABBIT | RABBIT |  |  |  | Transformer | T-12160922265 | 0 | 200 | R-Y-B | Common | Connected | T-Power |  | Near Masjid-e-Noor Sector-K | Double pole |  |  |  | 0 | 0 | 0 | 0 | 0 | 0 | 0 | 0 | 0 | 0 |  | Z:\GIS_Pakistan\Survey\Pictures\PESCO\Hayatabad-1\Hayatabad-2\T-12160922265.jpg | 727075 | 3763215
110006 | 373 | PESCO | 701012160922265 |  | 70 | Jamrud | 7010 | Hayatabad-2 |  | S |  | 12160922264 | 11kV | 12160922264 |  | Primary Distribution | 1 | 36 | PC Ordinary | [6 empty] | Primary Pole |  | 0 | 0 | [10 empty] | 0 | 0 | 0 | 0 | 0 | 0 | 0 | 0 | 0 | 0 |  |  | 727074 | 3763215
110005 | 372 | PESCO | 701012160922264 |  | 70 | Jamrud | 7010 | Hayatabad-2 |  | E |  | 12160922264 | 11kV | 12160922264 | R-Y-B | Primary Distribution | 1 | 36 | PC Ordinary | DOG | DOG | DOG |  |  |  | Primary Pole |  | 0 | 0 | [10 empty] | 0 | 0 | 0 | 0 | 0 | 0 | 0 | 0 | 0 | 0 |  |  | 727074 | 3763215
110004 | 371 | PESCO | 701012160922264 |  | 70 | Jamrud | 7010 | Hayatabad-2 |  | S |  | 12160922261 | 11kV | 12160922261 |  | Primary Distribution | 1 | 36 | PC Ordinary | [6 empty] | Primary Pole |  | 0 | 0 | [10 empty] | 0 | 0 | 0 | 0 | 0 | 0 | 0 | 0 | 0 | 0 |  |  | 727035 | 3763233
110003 | 370 | PESCO | 701012160922263 |  | 70 | Jamrud | 7010 | Hayatabad-2 |  | E |  | 12160922263 | 0.4kV | 12160922263 | R-Y-B-N | Secondary Distribution | 0 |  | Jumper | PVC 19/0.083 | PVC 19/0.083 | PVC 19/0.083 | PVC 19/0.083 |  |  | Secondary Pole | T-12160922262 | 0 | 100 | R-Y-B | Common | Connected | T-Sab |  | Rohila Market K Sector | Single Pole |  |  |  | 0 | 0 | 0 | 0 | 0 | 0 | 0 | 0 | 0 | 0 |  | Z:\GIS_Pakistan\Survey\Pictures\PESCO\Hayatabad-1\Hayatabad-2\T-12160922262.jpg | 727035.2 | 3763233.4
110002 | 369 | PESCO | 701012160922263 |  | 70 | Jamrud | 7010 | Hayatabad-2 |  | S |  | 12160922262 | 0.4kV | 12160922262 |  | Secondary Distribution | 0 |  | Jumper | [6 empty] | Secondary Pole | T-12160922262 | 0 | 100 | R-Y-B | Common | Connected | T-Sab |  | Rohila Market K Sector | Single Pole |  |  |  | 0 | 0 | 0 | 0 | 0 | 0 | 0 | 0 | 0 | 0 |  | Z:\GIS_Pakistan\Survey\Pictures\PESCO\Hayatabad-1\Hayatabad-2\T-12160922262.jpg | 727035.1 | 3763233.3
110001 | 368 | PESCO | 701012160922262 |  | 70 | Jamrud | 7010 | Hayatabad-2 |  | E |  | 12160922262 | 11kV | 12160922262 | R-Y-B | Primary Distribution | 0 |  | Jumper | RABBIT | RABBIT | RABBIT |  |  |  | Transformer | T-12160922262 | 0 | 100 | R-Y-B | Common | Connected | T-Sab |  | Rohila Market K Sector | Single Pole |  |  |  | 0 | 0 | 0 | 0 | 0 | 0 | 0 | 0 | 0 | 0 |  | Z:\GIS_Pakistan\Survey\Pictures\PESCO\Hayatabad-1\Hayatabad-2\T-12160922262.jpg | 727035.1 | 3763233.3
110000 | 367 | PESCO | 701012160922262 |  | 70 | Jamrud | 7010 | Hayatabad-2 |  | S |  | 12160922261 | 11kV | 12160922261 |  | Primary Distribution | 1 | 36 | PC Ordinary | [6 empty] | Primary Pole |  | 0 | 0 | [10 empty] | 0 | 0 | 0 | 0 | 0 | 0 | 0 | 0 | 0 | 0 |  |  | 727035 | 3763233
109999 | 366 | PESCO | 701012160922261 |  | 70 | Jamrud | 7010 | Hayatabad-2 |  | E |  | 12160922261 | 11kV | 12160922261 | R-Y-B | Primary Distribution | 1 | 36 | PC Ordinary | DOG | DOG | DOG |  |  |  | Primary Pole |  | 0 | 0 | [10 empty] | 0 | 0 | 0 | 0 | 0 | 0 | 0 | 0 | 0 | 0 |  |  | 727035 | 3763233
109998 | 365 | PESCO | 701012160922261 |  | 70 | Jamrud | 7010 | Hayatabad-2 |  | S |  | 12160922258 | 11kV | 12160922258 | R-Y-B | Primary Distribution | 1 | 36 | PC Ordinary | DOG | DOG | DOG |  |  |  | Primary Pole |  | 0 | 0 | [10 empty] | 0 | 0 | 0 | 0 | 0 | 0 | 0 | 0 | 0 | 0 |  |  | 726994 | 3763250
109997 | 364 | PESCO | 701012160922258 |  | 70 | Jamrud | 7010 | Hayatabad-2 |  | E |  | 12160922258 | 11kV | 12160922258 | R-Y-B | Primary Distribution | 1 | 36 | PC Ordinary | DOG | DOG | DOG |  |  |  | Primary Pole |  | 0 | 0 | [10 empty] | 0 | 0 | 0 | 0 | 0 | 0 | 0 | 0 | 0 | 0 |  |  | 726994 | 3763250
109996 | 363 | PESCO | 701012160922258 |  | 70 | Jamrud | 7010 | Hayatabad-2 |  | S |  | 12160922255 | 11kV | 12160922255 |  | Primary Distribution | 1 | 36 | PC Ordinary | [6 empty] | Primary Pole |  | 0 | 0 | [10 empty] | 0 | 0 | 0 | 0 | 0 | 0 | 0 | 0 | 0 | 0 |  |  | 726941 | 3763279
109995 | 362 | PESCO | 701012160922257 |  | 70 | Jamrud | 7010 | Hayatabad-2 |  | E |  | 12160922257 | 0.4kV | 12160922257 | R-Y-B-N | Secondary Distribution | 0 |  | Jumper | ANT | ANT | ANT | ANT |  |  | Secondary Pole | T-12160922256 | 0 | 100 | R-Y-B | Common | Connected | PEL |  | House No.46/K-6 | Single Pole |  |  |  | 0 | 0 | 0 | 0 | 0 | 0 | 0 | 0 | 0 | 0 |  | Z:\GIS_Pakistan\Survey\Pictures\PESCO\Hayatabad-1\Hayatabad-2\T-12160922256.jpg | 726941.2 | 3763279.4
109994 | 361 | PESCO | 701012160922257 |  | 70 | Jamrud | 7010 | Hayatabad-2 |  | S |  | 12160922256 | 0.4kV | 12160922256 |  | Secondary Distribution | 0 |  | Jumper | [6 empty] | Secondary Pole | T-12160922256 | 0 | 100 | R-Y-B | Common | Connected | PEL |  | House No.46/K-6 | Single Pole |  |  |  | 0 | 0 | 0 | 0 | 0 | 0 | 0 | 0 | 0 | 0 |  | Z:\GIS_Pakistan\Survey\Pictures\PESCO\Hayatabad-1\Hayatabad-2\T-12160922256.jpg | 726941.1 | 3763279.3
109993 | 360 | PESCO | 701012160922256 |  | 70 | Jamrud | 7010 | Hayatabad-2 |  | E |  | 12160922256 | 11kV | 12160922256 | R-Y-B | Primary Distribution | 0 |  | Jumper | RABBIT | RABBIT | RABBIT |  |  |  | Transformer | T-12160922256 | 0 | 100 | R-Y-B | Common | Connected | PEL |  | House No.46/K-6 | Single Pole |  |  |  | 0 | 0 | 0 | 0 | 0 | 0 | 0 | 0 | 0 | 0 |  | Z:\GIS_Pakistan\Survey\Pictures\PESCO\Hayatabad-1\Hayatabad-2\T-12160922256.jpg | 726941.1 | 3763279.3
109992 | 359 | PESCO | 701012160922256 |  | 70 | Jamrud | 7010 | Hayatabad-2 |  | S |  | 12160922255 | 11kV | 12160922255 |  | Primary Distribution | 1 | 36 | PC Ordinary | [6 empty] | Primary Pole |  | 0 | 0 | [10 empty] | 0 | 0 | 0 | 0 | 0 | 0 | 0 | 0 | 0 | 0 |  |  | 726941 | 3763279
109991 | 358 | PESCO | 701012160922255 |  | 70 | Jamrud | 7010 | Hayatabad-2 |  | E |  | 12160922255 | 11kV | 12160922255 | R-Y-B | Primary Distribution | 1 | 36 | PC Ordinary | DOG | DOG | DOG |  |  |  | Primary Pole |  | 0 | 0 | [10 empty] | 0 | 0 | 0 | 0 | 0 | 0 | 0 | 0 | 0 | 0 |  |  | 726941 | 3763279
109990 | 357 | PESCO | 701012160922255 |  | 70 | Jamrud | 7010 | Hayatabad-2 |  | S |  | 12160922254 | 11kV | 12160922254 |  | Primary Distribution | 1 | 36 | PC Ordinary | [6 empty] | Primary Pole |  | 0 | 0 | [10 empty] | 0 | 0 | 0 | 0 | 0 | 0 | 0 | 0 | 0 | 0 |  |  | 726907 | 3763294
109989 | 356 | PESCO | 701012160922254 |  | 70 | Jamrud | 7010 | Hayatabad-2 |  | E |  | 12160922254 | 11kV | 12160922254 | R-Y-B | Primary Distribution | 1 | 36 | PC Ordinary | DOG | DOG | DOG |  |  |  | Primary Pole |  | 0 | 0 | [10 empty] | 0 | 0 | 0 | 0 | 0 | 0 | 0 | 0 | 0 | 0 |  |  | 726907 | 3763294
109988 | 355 | PESCO | 701012160922254 |  | 70 | Jamrud | 7010 | Hayatabad-2 |  | S |  | 12160922247 | 11kV | 12160922247 |  | Primary Distribution | 1 | 36 | PC Ordinary | [6 empty] | Primary Pole |  | 0 | 0 | [9 empty] | SDE | 0 | 0 | 0 | 0 | 0 | 0 | 0 | 0 | 0 | 0 |  |  | 726862 | 3763313
109987 | 354 | PESCO | 701012160922250 |  | 70 | Jamrud | 7010 | Hayatabad-2 |  | E |  | 12160922250 | 11kV | 12160922250 | R-Y-B | Primary Distribution | 1 | 36 | PC Ordinary | DOG | DOG | DOG |  |  |  | Primary Pole |  | 0 | 0 | [9 empty] | SDE | 0 | 0 | 0 | 0 | 0 | 0 | 0 | 0 | 0 | 0 |  |  | 726798 | 3763313
109986 | 353 | PESCO | 701012160922250 |  | 70 | Jamrud | 7010 | Hayatabad-2 |  | S |  | 12150922239 | 11kV | 12150922239 |  | Primary Distribution | 1 | 36 | PC Ordinary | [6 empty] | Primary Pole |  | 0 | 0 | [9 empty] | DDE | 0 | 0 | 0 | 0 | 0 | 0 | 0 | 0 | 0 | 0 |  |  | 726811 | 3763338
109985 | 352 | PESCO | 701012160922249 |  | 70 | Jamrud | 7010 | Hayatabad-2 |  | E |  | 12160922249 | 0.4kV | 12160922249 | R-Y-B-N | Secondary Distribution | 0 |  | Jumper | WASP | WASP | WASP | WASP |  |  | Secondary Pole | T-12150922248 | 0 | 200 | R-Y-B | Common | Connected | T-Power |  | K-5 Hayatabad | Double pole |  |  |  | 0 | 0 | 0 | 0 | 0 | 0 | 0 | 0 | 0 | 0 |  | Z:\GIS_Pakistan\Survey\Pictures\PESCO\Hayatabad-1\Hayatabad-2\T-12150922248.jpg | 726860 | 3763314
109984 | 351 | PESCO | 701012160922249 |  | 70 | Jamrud | 7010 | Hayatabad-2 |  | S |  | 12160922248 | 0.4kV | 12160922248 |  | Secondary Distribution | 0 |  | Jumper | [6 empty] | Secondary Pole | T-12150922248 | 0 | 200 | R-Y-B | Common | Connected | T-Power |  | K-5 Hayatabad | Double pole |  |  |  | 0 | 0 | 0 | 0 | 0 | 0 | 0 | 0 | 0 | 0 |  | Z:\GIS_Pakistan\Survey\Pictures\PESCO\Hayatabad-1\Hayatabad-2\T-12150922248.jpg | 726861 | 3763314
109983 | 350 | PESCO | 701012160922248 |  | 70 | Jamrud | 7010 | Hayatabad-2 |  | E |  | 12160922248 | 11kV | 12160922248 | R-Y-B | Primary Distribution | 0 |  | Jumper | RABBIT | RABBIT | RABBIT |  |  |  | Transformer | T-12150922248 | 0 | 200 | R-Y-B | Common | Connected | T-Power |  | K-5 Hayatabad | Double pole |  |  |  | 0 | 0 | 0 | 0 | 0 | 0 | 0 | 0 | 0 | 0 |  | Z:\GIS_Pakistan\Survey\Pictures\PESCO\Hayatabad-1\Hayatabad-2\T-12150922248.jpg | 726861 | 3763314
109982 | 349 | PESCO | 701012160922248 |  | 70 | Jamrud | 7010 | Hayatabad-2 |  | S |  | 12160922247 | 11kV | 12160922247 |  | Primary Distribution | 1 | 36 | PC Ordinary | [6 empty] | Primary Pole |  | 0 | 0 | [10 empty] | 0 | 0 | 0 | 0 | 0 | 0 | 0 | 0 | 0 | 0 |  |  | 726862 | 3763313
109981 | 348 | PESCO | 701012160922247 |  | 70 | Jamrud | 7010 | Hayatabad-2 |  | E |  | 12160922247 | 11kV | 12160922247 | R-Y-B | Primary Distribution | 1 | 36 | PC Ordinary | DOG | DOG | DOG |  |  |  | Primary Pole |  | 0 | 0 | [10 empty] | 0 | 0 | 0 | 0 | 0 | 0 | 0 | 0 | 0 | 0 |  |  | 726862 | 3763313
109980 | 347 | PESCO | 701012160922247 |  | 70 | Jamrud | 7010 | Hayatabad-2 |  | S |  | 12150922239 | 11kV | 12150922239 |  | Primary Distribution | 1 | 36 | PC Ordinary | [6 empty] | Primary Pole |  | 0 | 0 | [10 empty] | 0 | 0 | 0 | 0 | 0 | 0 | 0 | 0 | 0 | 0 |  |  | 726811 | 3763338
109979 | 346 | PESCO | 701012150922242 |  | 70 | Jamrud | 7010 | Hayatabad-2 |  | E |  | 12150922242 | 0.4kV | 12150922242 | R-Y-B-N | Secondary Distribution | 0 |  | Jumper | ANT | ANT | ANT | ANT |  |  | Secondary Pole | T-12150922241 | 0 | 100 | R-Y-B | Common | Connected | Seimon |  |  | Double pole |  |  |  | 0 | 0 | 0 | 0 | 0 | 0 | 0 | 0 | 0 | 0 |  | Z:\GIS_Pakistan\Survey\Pictures\PESCO\Hayatabad-1\Hayatabad-2\T-12150922241.jpg | 726629 | 3763428
109978 | 345 | PESCO | 701012150922242 |  | 70 | Jamrud | 7010 | Hayatabad-2 |  | S |  | 12150922241 | 0.4kV | 12150922241 |  | Secondary Distribution | 0 |  | Jumper | [6 empty] | Secondary Pole | T-12150922241 | 0 | 100 | R-Y-B | Common | Connected | Seimon |  |  | Double pole |  |  |  | 0 | 0 | 0 | 0 | 0 | 0 | 0 | 0 | 0 | 0 |  | Z:\GIS_Pakistan\Survey\Pictures\PESCO\Hayatabad-1\Hayatabad-2\T-12150922241.jpg | 726630 | 3763427
109977 | 344 | PESCO | 701012150922241 |  | 70 | Jamrud | 7010 | Hayatabad-2 |  | E |  | 12150922241 | 11kV | 12150922241 | R-Y-B | Primary Distribution | 0 |  | Jumper | RABBIT | RABBIT | RABBIT |  |  |  | Transformer | T-12150922241 | 0 | 100 | R-Y-B | Common | Connected | Seimon |  |  | Double pole |  |  |  | 0 | 0 | 0 | 0 | 0 | 0 | 0 | 0 | 0 | 0 |  | Z:\GIS_Pakistan\Survey\Pictures\PESCO\Hayatabad-1\Hayatabad-2\T-12150922241.jpg | 726630 | 3763427
109976 | 343 | PESCO | 701012150922241 |  | 70 | Jamrud | 7010 | Hayatabad-2 |  | S |  | 12150922240 | 11kV | 12150922240 |  | Primary Distribution | 1 | 36 | PC Ordinary | [6 empty] | Primary Pole |  | 0 | 0 | [10 empty] | 0 | 0 | 0 | 0 | 0 | 0 | 0 | 0 | 0 | 0 |  |  | 726631 | 3763427
109975 | 342 | PESCO | 701012150922240 |  | 70 | Jamrud | 7010 | Hayatabad-2 |  | E |  | 12150922240 | 11kV | 12150922240 | R-Y-B | Primary Distribution | 1 | 36 | PC Ordinary | DOG | DOG | DOG |  |  |  | Primary Pole |  | 0 | 0 | [10 empty] | 0 | 0 | 0 | 0 | 0 | 0 | 0 | 0 | 0 | 0 |  |  | 726631 | 3763427
109974 | 341 | PESCO | 701012150922240 |  | 70 | Jamrud | 7010 | Hayatabad-2 |  | S |  | 12150922238 | 11kV | 12150922238 |  | Primary Distribution | 1 | 36 | PC Ordinary | [6 empty] | Primary Pole |  | 0 | 0 | [10 empty] | 0 | 0 | 0 | 0 | 0 | 0 | 0 | 0 | 0 | 0 |  |  | 726682 | 3763397
109973 | 340 | PESCO | 701012150922239 |  | 70 | Jamrud | 7010 | Hayatabad-2 |  | E |  | 12150922239 | 11kV | 12150922239 | R-Y-B | Primary Distribution | 1 | 36 | PC Ordinary | DOG | DOG | DOG |  |  |  | Primary Pole |  | 0 | 0 | [9 empty] | DDE | 0 | 0 | 0 | 0 | 0 | 0 | 0 | 0 | 0 | 0 |  |  | 726811 | 3763338
109972 | 339 | PESCO | 701012150922239 |  | 70 | Jamrud | 7010 | Hayatabad-2 |  | S |  | 12150922234 | 11kV | 12150922234 |  | Primary Distribution | 1 | 36 | PC Ordinary | [6 empty] | Primary Pole |  | 0 | 0 | [9 empty] | DDE | 0 | 0 | 0 | 0 | 0 | 0 | 0 | 0 | 0 | 0 |  |  | 726765 | 3763361
109971 | 338 | PESCO | 701012150922238 |  | 70 | Jamrud | 7010 | Hayatabad-2 |  | E |  | 12150922238 | 11kV | 12150922238 | R-Y-B | Primary Distribution | 1 | 36 | PC Ordinary | DOG | DOG | DOG |  |  |  | Primary Pole |  | 0 | 0 | [10 empty] | 0 | 0 | 0 | 0 | 0 | 0 | 0 | 0 | 0 | 0 |  |  | 726682 | 3763397
109970 | 337 | PESCO | 701012150922238 |  | 70 | Jamrud | 7010 | Hayatabad-2 |  | S |  | 12150922235 | 11kV | 12150922235 |  | Primary Distribution | 1 | 36 | PC Ordinary | [6 empty] | Primary Pole |  | 0 | 0 | [10 empty] | 0 | 0 | 0 | 0 | 0 | 0 | 0 | 0 | 0 | 0 |  |  | 726727 | 3763377
109969 | 336 | PESCO | 701012150922237 |  | 70 | Jamrud | 7010 | Hayatabad-2 |  | E |  | 12150922237 | 0.4kV | 12150922237 | R-Y-B-N | Secondary Distribution | 0 |  | Jumper | ANT | ANT | ANT | ANT |  |  | Secondary Pole | T-12150922236 | 0 | 100 | R-Y-B | Common | Connected | PEL |  | House No.17/L-1 | Single Pole |  |  |  | 0 | 0 | 0 | 0 | 0 | 0 | 0 | 0 | 0 | 0 |  | Z:\GIS_Pakistan\Survey\Pictures\PESCO\Hayatabad-1\Hayatabad-2\T-12150922236.jpg | 726727.4 | 3763377.8
109968 | 335 | PESCO | 701012150922237 |  | 70 | Jamrud | 7010 | Hayatabad-2 |  | S |  | 12150922236 | 0.4kV | 12150922236 |  | Secondary Distribution | 0 |  | Jumper | [6 empty] | Secondary Pole | T-12150922236 | 0 | 100 | R-Y-B | Common | Connected | PEL |  | House No.17/L-1 | Single Pole |  |  |  | 0 | 0 | 0 | 0 | 0 | 0 | 0 | 0 | 0 | 0 |  | Z:\GIS_Pakistan\Survey\Pictures\PESCO\Hayatabad-1\Hayatabad-2\T-12150922236.jpg | 726727.1 | 3763377.5
109967 | 334 | PESCO | 701012150922236 |  | 70 | Jamrud | 7010 | Hayatabad-2 |  | E |  | 12150922236 | 11kV | 12150922236 | R-Y-B | Primary Distribution | 0 |  | Jumper | RABBIT | RABBIT | RABBIT |  |  |  | Transformer | T-12150922236 | 0 | 100 | R-Y-B | Common | Connected | PEL |  | House No.17/L-1 | Single Pole |  |  |  | 0 | 0 | 0 | 0 | 0 | 0 | 0 | 0 | 0 | 0 |  | Z:\GIS_Pakistan\Survey\Pictures\PESCO\Hayatabad-1\Hayatabad-2\T-12150922236.jpg | 726727.1 | 3763377.5
109966 | 333 | PESCO | 701012150922236 |  | 70 | Jamrud | 7010 | Hayatabad-2 |  | S |  | 12150922235 | 11kV | 12150922235 |  | Primary Distribution | 1 | 36 | PC Ordinary | [6 empty] | Primary Pole |  | 0 | 0 | [9 empty] | DDE | 0 | 0 | 0 | 0 | 0 | 0 | 0 | 0 | 0 | 0 |  |  | 726727 | 3763377
109965 | 332 | PESCO | 701012150922235 |  | 70 | Jamrud | 7010 | Hayatabad-2 |  | E |  | 12150922235 | 11kV | 12150922235 | R-Y-B | Primary Distribution | 1 | 36 | PC Ordinary | DOG | DOG | DOG |  |  |  | Primary Pole |  | 0 | 0 | [9 empty] | DDE | 0 | 0 | 0 | 0 | 0 | 0 | 0 | 0 | 0 | 0 |  |  | 726727 | 3763377
109964 | 331 | PESCO | 701012150922235 |  | 70 | Jamrud | 7010 | Hayatabad-2 |  | S |  | 12150922234 | 11kV | 12150922234 |  | Primary Distribution | 1 | 36 | PC Ordinary | [6 empty] | Primary Pole |  | 0 | 0 | [9 empty] | DDE | 0 | 0 | 0 | 0 | 0 | 0 | 0 | 0 | 0 | 0 |  |  | 726765 | 3763361
109963 | 330 | PESCO | 701012150922234 |  | 70 | Jamrud | 7010 | Hayatabad-2 |  | E |  | 12150922234 | 11kV | 12150922234 | R-Y-B | Primary Distribution | 1 | 36 | PC Ordinary | DOG | DOG | DOG |  |  |  | Primary Pole |  | 0 | 0 | [9 empty] | DDE | 0 | 0 | 0 | 0 | 0 | 0 | 0 | 0 | 0 | 0 |  |  | 726765 | 3763361
109962 | 329 | PESCO | 701012150922234 |  | 70 | Jamrud | 7010 | Hayatabad-2 |  | S |  | 12150922233 | 11kV | 12150922233 |  | Primary Distribution | 1 | 36 | PC Ordinary | [6 empty] | Primary Pole |  | 0 | 0 | [10 empty] | 0 | 0 | 0 | 0 | 0 | 0 | 0 | 0 | 0 | 0 |  |  | 726767 | 3763377
109961 | 328 | PESCO | 701012150922233 |  | 70 | Jamrud | 7010 | Hayatabad-2 |  | E |  | 12150922233 | 11kV | 12150922233 | R-Y-B | Primary Distribution | 1 | 36 | PC Ordinary | DOG | DOG | DOG |  |  |  | Primary Pole |  | 0 | 0 | [10 empty] | 0 | 0 | 0 | 0 | 0 | 0 | 0 | 0 | 0 | 0 |  |  | 726767 | 3763377
109960 | 327 | PESCO | 701012150922233 |  | 70 | Jamrud | 7010 | Hayatabad-2 |  | S |  | 12150922221 | 11kV | 12150922221 |  | Primary Distribution | 1 | 36 | PC Ordinary | [6 empty] | Primary Pole |  | 0 | 0 | [9 empty] | SDE | 0 | 0 | 0 | 0 | 0 | 0 | 0 | 0 | 0 | 0 |  |  | 726792 | 3763415
109959 | 326 | PESCO | 701012150922229 |  | 70 | Jamrud | 7010 | Hayatabad-2 |  | E |  | 12150922229 | 0.4kV | 12150922229 | R-Y-B-N | Secondary Distribution | 0 |  | Jumper | WASP | WASP | WASP | WASP |  |  | Secondary Pole | T-12150922228 | 0 | 100 | R-Y-B | Common | Connected | PEL |  | House No.53 / L-1 | Double pole |  |  |  | 0 | 0 | 0 | 0 | 0 | 0 | 0 | 0 | 0 | 0 |  | Z:\GIS_Pakistan\Survey\Pictures\PESCO\Hayatabad-1\Hayatabad-2\T-12150922228.jpg | 726754 | 3763436
109958 | 325 | PESCO | 701012150922229 |  | 70 | Jamrud | 7010 | Hayatabad-2 |  | S |  | 12150922228 | 0.4kV | 12150922228 |  | Secondary Distribution | 0 |  | Jumper | [6 empty] | Secondary Pole | T-12150922228 | 0 | 100 | R-Y-B | Common | Connected | PEL |  | House No.53 / L-1 | Double pole |  |  |  | 0 | 0 | 0 | 0 | 0 | 0 | 0 | 0 | 0 | 0 |  | Z:\GIS_Pakistan\Survey\Pictures\PESCO\Hayatabad-1\Hayatabad-2\T-12150922228.jpg | 726752 | 3763437
109957 | 324 | PESCO | 701012150922228 |  | 70 | Jamrud | 7010 | Hayatabad-2 |  | E |  | 12150922228 | 11kV | 12150922228 | R-Y-B | Primary Distribution | 0 |  | Jumper | RABBIT | RABBIT | RABBIT |  |  |  | Transformer | T-12150922228 | 0 | 100 | R-Y-B | Common | Connected | PEL |  | House No.53 / L-1 | Double pole |  |  |  | 0 | 0 | 0 | 0 | 0 | 0 | 0 | 0 | 0 | 0 |  | Z:\GIS_Pakistan\Survey\Pictures\PESCO\Hayatabad-1\Hayatabad-2\T-12150922228.jpg | 726752 | 3763437
109956 | 323 | PESCO | 701012150922228 |  | 70 | Jamrud | 7010 | Hayatabad-2 |  | S |  | 12150922227 | 11kV | 12150922227 |  | Primary Distribution | 1 | 36 | PC Ordinary | [6 empty] | Primary Pole |  | 0 | 0 | [10 empty] | 0 | 0 | 0 | 0 | 0 | 0 | 0 | 0 | 0 | 0 |  |  | 726755 | 3763436
109955 | 322 | PESCO | 701012150922227 |  | 70 | Jamrud | 7010 | Hayatabad-2 |  | E |  | 12150922227 | 11kV | 12150922227 | R-Y-B | Primary Distribution | 1 | 36 | PC Ordinary | RABBIT | RABBIT | RABBIT |  |  |  | Primary Pole |  | 0 | 0 | [10 empty] | 0 | 0 | 0 | 0 | 0 | 0 | 0 | 0 | 0 | 0 |  |  | 726755 | 3763436
109954 | 321 | PESCO | 701012150922227 |  | 70 | Jamrud | 7010 | Hayatabad-2 |  | S |  | 12150922221 | 11kV | 12150922221 |  | Primary Distribution | 1 | 36 | PC Ordinary | [6 empty] | Primary Pole |  | 0 | 0 | [10 empty] | 0 | 0 | 0 | 0 | 0 | 0 | 0 | 0 | 0 | 0 |  |  | 726792 | 3763415
109953 | 320 | PESCO | 701012150922223 |  | 70 | Jamrud | 7010 | Hayatabad-2 |  | E |  | 12150922223 | 0.4kV | 12150922223 | R-Y-B-N | Secondary Distribution | 0 |  | Jumper | WASP | WASP | WASP | WASP |  |  | Secondary Pole | T-12150922222 | 0 | 200 | R-Y-B | Common | Connected | PEL |  | House No.32 / L-1 | Double pole |  |  |  | 0 | 0 | 0 | 0 | 0 | 0 | 0 | 0 | 0 | 0 |  | Z:\GIS_Pakistan\Survey\Pictures\PESCO\Hayatabad-1\Hayatabad-2\T-12150922222.jpg | 726789 | 3763413
109952 | 319 | PESCO | 701012150922223 |  | 70 | Jamrud | 7010 | Hayatabad-2 |  | S |  | 12150922222 | 0.4kV | 12150922222 |  | Secondary Distribution | 0 |  | Jumper | [6 empty] | Secondary Pole | T-12150922222 | 0 | 200 | R-Y-B | Common | Connected | PEL |  | House No.32 / L-1 | Double pole |  |  |  | 0 | 0 | 0 | 0 | 0 | 0 | 0 | 0 | 0 | 0 |  | Z:\GIS_Pakistan\Survey\Pictures\PESCO\Hayatabad-1\Hayatabad-2\T-12150922222.jpg | 726789 | 3763414
109951 | 318 | PESCO | 701012150922222 |  | 70 | Jamrud | 7010 | Hayatabad-2 |  | E |  | 12150922222 | 11kV | 12150922222 |  | Primary Distribution | 0 |  | Jumper | RABBIT | RABBIT | RABBIT |  |  |  | Transformer | T-12150922222 | 0 | 200 | R-Y-B | Common | Connected | PEL |  | House No.32 / L-1 | Double pole |  |  |  | 0 | 0 | 0 | 0 | 0 | 0 | 0 | 0 | 0 | 0 |  | Z:\GIS_Pakistan\Survey\Pictures\PESCO\Hayatabad-1\Hayatabad-2\T-12150922222.jpg | 726789 | 3763414
109950 | 317 | PESCO | 701012150922222 |  | 70 | Jamrud | 7010 | Hayatabad-2 |  | S |  | 12150922221 | 11kV | 12150922221 |  | Primary Distribution | 1 | 36 | PC Ordinary | [6 empty] | Primary Pole |  | 0 | 0 | [9 empty] | SDE | 0 | 0 | 0 | 0 | 0 | 0 | 0 | 0 | 0 | 0 |  |  | 726792 | 3763415
109949 | 316 | PESCO | 701012150922221 |  | 70 | Jamrud | 7010 | Hayatabad-2 |  | E |  | 12150922221 | 11kV | 12150922221 | R-Y-B | Primary Distribution | 1 | 36 | PC Ordinary | DOG | DOG | DOG |  |  |  | Primary Pole |  | 0 | 0 | [9 empty] | SDE | 0 | 0 | 0 | 0 | 0 | 0 | 0 | 0 | 0 | 0 |  |  | 726792 | 3763415
109948 | 315 | PESCO | 701012150922221 |  | 70 | Jamrud | 7010 | Hayatabad-2 |  | S |  | 12150922215 | 11kV | 12150922215 |  | Primary Distribution | 1 | 36 | PC Ordinary | [6 empty] | Primary Pole |  | 0 | 0 | [10 empty] | 0 | 0 | 0 | 0 | 0 | 0 | 0 | 0 | 0 | 0 |  |  | 726817 | 3763469
109947 | 314 | PESCO | 701012150922217 |  | 70 | Jamrud | 7010 | Hayatabad-2 |  | E |  | 12150922217 | 0.4kV | 12150922217 | R-Y-B-N | Secondary Distribution | 0 |  | Jumper | ANT | ANT | ANT | ANT |  |  | Secondary Pole | T-12150922216 | 0 | 200 | R-Y-B | Common | Connected | PEL |  | Nr House No.32 / L-2 | Double pole |  |  |  | 0 | 0 | 0 | 0 | 0 | 0 | 0 | 0 | 0 | 0 |  | Z:\GIS_Pakistan\Survey\Pictures\PESCO\Hayatabad-1\Hayatabad-2\T-12150922216.jpg | 726814 | 3763464
109946 | 313 | PESCO | 701012150922217 |  | 70 | Jamrud | 7010 | Hayatabad-2 |  | S |  | 12150922216 | 0.4kV | 12150922216 |  | Secondary Distribution | 0 |  | Jumper | [6 empty] | Secondary Pole | T-12150922216 | 0 | 200 | R-Y-B | Common | Connected | PEL |  | Nr House No.32 / L-2 | Double pole |  |  |  | 0 | 0 | 0 | 0 | 0 | 0 | 0 | 0 | 0 | 0 |  | Z:\GIS_Pakistan\Survey\Pictures\PESCO\Hayatabad-1\Hayatabad-2\T-12150922216.jpg | 726815 | 3763464
109945 | 312 | PESCO | 701012150922216 |  | 70 | Jamrud | 7010 | Hayatabad-2 |  | E |  | 12150922216 | 11kV | 12150922216 | R-Y-B | Primary Distribution | 0 |  | Jumper | RABBIT | RABBIT | RABBIT |  |  |  | Transformer | T-12150922216 | 0 | 200 | R-Y-B | Common | Connected | PEL |  | Nr House No.32 / L-2 | Double pole |  |  |  | 0 | 0 | 0 | 0 | 0 | 0 | 0 | 0 | 0 | 0 |  | Z:\GIS_Pakistan\Survey\Pictures\PESCO\Hayatabad-1\Hayatabad-2\T-12150922216.jpg | 726815 | 3763464
109944 | 311 | PESCO | 701012150922216 |  | 70 | Jamrud | 7010 | Hayatabad-2 |  | S |  | 12150922215 | 11kV | 12150922215 |  | Primary Distribution | 1 | 36 | PC Ordinary | [6 empty] | Primary Pole |  | 0 | 0 | [10 empty] | 0 | 0 | 0 | 0 | 0 | 0 | 0 | 0 | 0 | 0 |  |  | 726817 | 3763469
109943 | 310 | PESCO | 701012150922215 |  | 70 | Jamrud | 7010 | Hayatabad-2 |  | E |  | 12150922215 | 11kV | 12150922215 | R-Y-B | Primary Distribution | 1 | 36 | PC Ordinary | DOG | DOG | DOG |  |  |  | Primary Pole |  | 0 | 0 | [10 empty] | 0 | 0 | 0 | 0 | 0 | 0 | 0 | 0 | 0 | 0 |  |  | 726817 | 3763469
109942 | 309 | PESCO | 701012150922215 |  | 70 | Jamrud | 7010 | Hayatabad-2 |  | S |  | 12150922198 | 11kV | 12150922198 |  | Primary Distribution | 1 | 36 | PC Ordinary | [6 empty] | Primary Pole |  | 0 | 0 | [10 empty] | 0 | 0 | 0 | 0 | 0 | 0 | 0 | 0 | 0 | 0 |  |  | 726837 | 3763515
109941 | 308 | PESCO | 701012150922214 |  | 70 | Jamrud | 7010 | Hayatabad-2 |  | E |  | 12150922214 | 0.4kV | 12150922214 | R-Y-B-N | Secondary Distribution | 0 |  | Jumper | ANT | ANT | ANT | ANT |  |  | Secondary Pole | T-12150922213 | 0 | 100 | R-Y-B | Common | Connected | PEL |  | Nr House No.197 St-07/L-1 | Double pole |  |  |  | 0 | 0 | 0 | 0 | 0 | 0 | 0 | 0 | 0 | 0 |  | Z:\GIS_Pakistan\Survey\Pictures\PESCO\Hayatabad-1\Hayatabad-2\T-12150922213.jpg | 726710.2 | 3763663.5
109940 | 307 | PESCO | 701012150922214 |  | 70 | Jamrud | 7010 | Hayatabad-2 |  | S |  | 12150922213 | 0.4kV | 12150922213 |  | Secondary Distribution | 0 |  | Jumper | [6 empty] | Secondary Pole | T-12150922213 | 0 | 100 | R-Y-B | Common | Connected | PEL |  | Nr House No.197 St-07/L-1 | Double pole |  |  |  | 0 | 0 | 0 | 0 | 0 | 0 | 0 | 0 | 0 | 0 |  | Z:\GIS_Pakistan\Survey\Pictures\PESCO\Hayatabad-1\Hayatabad-2\T-12150922213.jpg | 726710.1 | 3763663.3
109939 | 306 | PESCO | 701012150922213 |  | 70 | Jamrud | 7010 | Hayatabad-2 |  | E |  | 12150922213 | 11kV | 12150922213 | R-Y-B | Primary Distribution | 0 |  | Jumper | RABBIT | RABBIT | RABBIT |  |  |  | Transformer | T-12150922213 | 0 | 100 | R-Y-B | Common | Connected | PEL |  | Nr House No.197 St-07/L-1 | Double pole |  |  |  | 0 | 0 | 0 | 0 | 0 | 0 | 0 | 0 | 0 | 0 |  | Z:\GIS_Pakistan\Survey\Pictures\PESCO\Hayatabad-1\Hayatabad-2\T-12150922213.jpg | 726710.1 | 3763663.3
109938 | 305 | PESCO | 701012150922213 | 0 | 70 | Jamrud | 7010 | Hayatabad-2 |  |  |  | 12150922212 | 11kV | 12150922212 |  | Primary Distribution | 1 | 36 | PC Ordinary | [6 empty] | Primary Pole |  | 0 | 0 | [10 empty] | 0 | 0 | 0 | 0 | 0 | 0 | 0 | 0 | 0 | 0 |  |  | 726710 | 3763663
109937 | 304 | PESCO | 701012150922213 |  | 70 | Jamrud | 7010 | Hayatabad-2 |  | S |  | 12130922090 | 11kV | 12130922090 |  | Primary Distribution | 1 | 36 | PC Ordinary | [6 empty] | Primary Pole |  | 0 | 0 | [9 empty] | SDE | 0 | 0 | 0 | 0 | 0 | 0 | 0 | 0 | 0 | 0 |  |  | 726689 | 3763674
109936 | 303 | PESCO | 701012150922200 |  | 70 | Jamrud | 7010 | Hayatabad-2 |  | E |  | 12150922200 | 0.4kV | 12150922200 | R-Y-B-N | Secondary Distribution | 0 |  | Jumper | WASP | WASP | WASP | WASP |  |  | Secondary Pole | T-12150922199 | 0 | 200 | R-Y-B | Common | Connected | PEL |  | Nr St-3/L-1 Park | Double pole |  |  |  | 0 | 0 | 0 | 0 | 0 | 0 | 0 | 0 | 0 | 0 |  | Z:\GIS_Pakistan\Survey\Pictures\PESCO\Hayatabad-1\Hayatabad-2\T-12150922199.jpg | 726837.2 | 3763515.4
109935 | 302 | PESCO | 701012150922200 |  | 70 | Jamrud | 7010 | Hayatabad-2 |  | S |  | 12150922199 | 0.4kV | 12150922199 |  | Secondary Distribution | 0 |  | Jumper | [6 empty] | Secondary Pole | T-12150922199 | 0 | 200 | R-Y-B | Common | Connected | PEL |  | Nr St-3/L-1 Park | Double pole |  |  |  | 0 | 0 | 0 | 0 | 0 | 0 | 0 | 0 | 0 | 0 |  | Z:\GIS_Pakistan\Survey\Pictures\PESCO\Hayatabad-1\Hayatabad-2\T-12150922199.jpg | 726837.1 | 3763515.3
109934 | 301 | PESCO | 701012150922199 |  | 70 | Jamrud | 7010 | Hayatabad-2 |  | E |  | 12150922199 | 11kV | 12150922199 | R-Y-B | Primary Distribution | 0 |  | Jumper | RABBIT | RABBIT | RABBIT |  |  |  | Transformer | T-12150922199 | 0 | 200 | R-Y-B | Common | Connected | PEL |  | Nr St-3/L-1 Park | Double pole |  |  |  | 0 | 0 | 0 | 0 | 0 | 0 | 0 | 0 | 0 | 0 |  | Z:\GIS_Pakistan\Survey\Pictures\PESCO\Hayatabad-1\Hayatabad-2\T-12150922199.jpg | 726837.1 | 3763515.3
109933 | 300 | PESCO | 701012150922199 |  | 70 | Jamrud | 7010 | Hayatabad-2 |  | S |  | 12150922198 | 11kV | 12150922198 |  | Primary Distribution | 1 | 36 | PC Ordinary | [6 empty] | Primary Pole |  | 0 | 0 | [10 empty] | 0 | 0 | 0 | 0 | 0 | 0 | 0 | 0 | 0 | 0 |  |  | 726837 | 3763515
109932 | 299 | PESCO | 701012150922198 |  | 70 | Jamrud | 7010 | Hayatabad-2 |  | E |  | 12150922198 | 11kV | 12150922198 | R-Y-B | Primary Distribution | 1 | 36 | PC Ordinary | DOG | DOG | DOG |  |  |  | Primary Pole |  | 0 | 0 | [10 empty] | 0 | 0 | 0 | 0 | 0 | 0 | 0 | 0 | 0 | 0 |  |  | 726837 | 3763515
109931 | 298 | PESCO | 701012150922198 |  | 70 | Jamrud | 7010 | Hayatabad-2 |  | S |  | 12150922195 | 0.4kV | 12150922195 |  | Secondary Distribution | 1 | 36 | Steel Structure | [6 empty] | Secondary Pole |  | 0 | 0 | [10 empty] | 0 | 0 | 0 | 0 | 0 | 0 | 0 | 0 | 0 | 0 |  |  | 726859 | 3763564
109930 | 297 | PESCO | 701012150922195 |  | 70 | Jamrud | 7010 | Hayatabad-2 |  | E |  | 12150922195 | 11kV | 12150922195 | R-Y-B | Primary Distribution | 1 | 36 | Steel Structure | DOG | DOG | DOG |  |  |  | Primary Pole |  | 0 | 0 | [10 empty] | 0 | 0 | 0 | 0 | 0 | 0 | 0 | 0 | 0 | 0 |  |  | 726859 | 3763564
109929 | 296 | PESCO | 701012150922195 |  | 70 | Jamrud | 7010 | Hayatabad-2 |  | S |  | 12150922192 | 11kV | 12150922192 |  | Primary Distribution | 1 | 36 | Steel Structure | [6 empty] | Primary Pole |  | 0 | 0 | [10 empty] | 0 | 0 | 0 | 0 | 0 | 0 | 0 | 0 | 0 | 0 |  |  | 726869 | 3763582
109928 | 295 | PESCO | 701012150922194 |  | 70 | Jamrud | 7010 | Hayatabad-2 |  | E |  | 12150922194 | 0.4kV | 12150922194 | R-Y-B-N | Secondary Distribution | 0 |  | Jumper | PVC 19/0.052 | PVC 19/0.052 | PVC 19/0.052 | PVC 19/0.052 |  |  | Secondary Pole | T-12150922193 | 0 | 100 | R-Y-B | Indepentant | Connected |  |  | Tube well PDA | Double pole |  |  |  | 0 | 0 | 0 | 0 | 0 | 0 | 0 | 0 | 0 | 0 |  | Z:\GIS_Pakistan\Survey\Pictures\PESCO\Hayatabad-1\Hayatabad-2\T-12150922193.jpg | 726867 | 3763579
109927 | 294 | PESCO | 701012150922194 |  | 70 | Jamrud | 7010 | Hayatabad-2 |  | S |  | 12150922193 | 0.4kV | 12150922193 |  | Secondary Distribution | 0 |  | Jumper | [6 empty] | Secondary Pole | T-12150922193 | 0 | 100 | R-Y-B | Indepentant | Connected |  |  | Tube well PDA | Double pole |  |  |  | 0 | 0 | 0 | 0 | 0 | 0 | 0 | 0 | 0 | 0 |  | Z:\GIS_Pakistan\Survey\Pictures\PESCO\Hayatabad-1\Hayatabad-2\T-12150922193.jpg | 726869 | 3763581
109926 | 293 | PESCO | 701012150922193 |  | 70 | Jamrud | 7010 | Hayatabad-2 |  | E |  | 12150922193 | 11kV | 12150922193 |  | Primary Distribution | 0 |  | Jumper | RABBIT | RABBIT | RABBIT |  |  |  | Transformer | T-12150922193 | 0 | 100 | R-Y-B | Indepentant | Connected |  |  | Tube well PDA | Double pole |  |  |  | 0 | 0 | 0 | 0 | 0 | 0 | 0 | 0 | 0 | 0 |  | Z:\GIS_Pakistan\Survey\Pictures\PESCO\Hayatabad-1\Hayatabad-2\T-12150922193.jpg | 726869 | 3763581
109925 | 292 | PESCO | 701012150922193 |  | 70 | Jamrud | 7010 | Hayatabad-2 |  | S |  | 12150922192 | 11kV | 12150922192 |  | Primary Distribution | 1 | 36 | Steel Structure | [6 empty] | Primary Pole |  | 0 | 0 | [10 empty] | 0 | 0 | 0 | 0 | 0 | 0 | 0 | 0 | 0 | 0 |  |  | 726869 | 3763582
109924 | 291 | PESCO | 701012150922192 |  | 70 | Jamrud | 7010 | Hayatabad-2 |  | E |  | 12150922192 | 11kV | 12150922192 | R-Y-B | Primary Distribution | 1 | 36 | Steel Structure | DOG | DOG | DOG |  |  |  | Primary Pole |  | 0 | 0 | [10 empty] | 0 | 0 | 0 | 0 | 0 | 0 | 0 | 0 | 0 | 0 |  |  | 726869 | 3763582
109923 | 290 | PESCO | 701012150922192 |  | 70 | Jamrud | 7010 | Hayatabad-2 |  | S |  | 12150922185 | 11kV | 12150922185 |  | Primary Distribution | 1 | 36 | PC Ordinary | [6 empty] | Primary Pole |  | 0 | 0 | [10 empty] | 0 | 0 | 0 | 0 | 0 | 0 | 0 | 0 | 0 | 0 |  |  | 726881 | 3763615
109922 | 289 | PESCO | 701012150922187 |  | 70 | Jamrud | 7010 | Hayatabad-2 |  | E |  | 12150922187 | 0.4kV | 12150922187 | R-Y-B-N | Secondary Distribution | 0 |  | Jumper | WASP | WASP | WASP | WASP |  |  | Secondary Pole | T-12150922186 | 0 | 200 | R-Y-B | Common | Connected |  |  | House No.190/L-1 | Double pole |  |  |  | 0 | 0 | 0 | 0 | 0 | 0 | 0 | 0 | 0 | 0 |  | Z:\GIS_Pakistan\Survey\Pictures\PESCO\Hayatabad-1\Hayatabad-2\T-12150922186.jpg | 726880 | 3763612
109921 | 288 | PESCO | 701012150922187 |  | 70 | Jamrud | 7010 | Hayatabad-2 |  | S |  | 12150922186 | 0.4kV | 12150922186 |  | Secondary Distribution | 0 |  | Jumper | [6 empty] | Secondary Pole | T-12150922186 | 0 | 200 | R-Y-B | Common | Connected |  |  | House No.190/L-1 | Double pole |  |  |  | 0 | 0 | 0 | 0 | 0 | 0 | 0 | 0 | 0 | 0 |  | Z:\GIS_Pakistan\Survey\Pictures\PESCO\Hayatabad-1\Hayatabad-2\T-12150922186.jpg | 726881 | 3763614
109920 | 287 | PESCO | 701012150922186 |  | 70 | Jamrud | 7010 | Hayatabad-2 |  | E |  | 12150922186 | 11kV | 12150922186 | R-Y-B | Primary Distribution | 0 |  | Jumper | RABBIT | RABBIT | RABBIT |  |  |  | Transformer | T-12150922186 | 0 | 200 | R-Y-B | Common | Connected |  |  | House No.190/L-1 | Double pole |  |  |  | 0 | 0 | 0 | 0 | 0 | 0 | 0 | 0 | 0 | 0 |  | Z:\GIS_Pakistan\Survey\Pictures\PESCO\Hayatabad-1\Hayatabad-2\T-12150922186.jpg | 726881 | 3763614
109919 | 286 | PESCO | 701012150922186 |  | 70 | Jamrud | 7010 | Hayatabad-2 |  | S |  | 12150922185 | 11kV | 12150922185 |  | Primary Distribution | 1 | 36 | PC Ordinary | [6 empty] | Primary Pole |  | 0 | 0 | [10 empty] | 0 | 0 | 0 | 0 | 0 | 0 | 0 | 0 | 0 | 0 |  |  | 726881 | 3763615
109918 | 285 | PESCO | 701012150922185 |  | 70 | Jamrud | 7010 | Hayatabad-2 |  | E |  | 12150922185 | 11kV | 12150922185 | R-Y-B | Primary Distribution | 1 | 36 | PC Ordinary | DOG | DOG | DOG |  |  |  | Primary Pole |  | 0 | 0 | [10 empty] | 0 | 0 | 0 | 0 | 0 | 0 | 0 | 0 | 0 | 0 |  |  | 726881 | 3763615
109917 | 284 | PESCO | 701012150922185 |  | 70 | Jamrud | 7010 | Hayatabad-2 |  | S |  | 12140922172 | 11kV | 12140922172 |  | Primary Distribution | 1 | 36 | PC Ordinary | [6 empty] | Primary Pole |  | 0 | 0 | [10 empty] | 0 | 0 | 0 | 0 | 0 | 0 | 0 | 0 | 0 | 0 |  |  | 726907 | 3763662
109916 | 283 | PESCO | 701012140922184 |  | 70 | Jamrud | 7010 | Hayatabad-2 |  | E |  | 12140922184 | 0.4kV | 12140922184 | R-Y-B-N | Secondary Distribution | 0 |  | Jumper | PVC 19/0.052 | PVC 19/0.052 | PVC 19/0.052 | PVC 19/0.052 |  |  | Secondary Pole | T-12140922183 | 0 | 50 | R-Y-B | Indepentant | Connected | T-Power |  | Khattak Market | Single Pole |  |  |  | 0 | 0 | 0 | 0 | 0 | 0 | 0 | 0 | 0 | 0 |  | Z:\GIS_Pakistan\Survey\Pictures\PESCO\Hayatabad-1\Hayatabad-2\T-12140922183.jpg | 726960 | 3763641
109915 | 282 | PESCO | 701012140922184 |  | 70 | Jamrud | 7010 | Hayatabad-2 |  | S |  | 12140922183 | 0.4kV | 12140922183 |  | Secondary Distribution | 0 |  | Jumper | [6 empty] | Secondary Pole | T-12140922183 | 0 | 50 | R-Y-B | Indepentant | Connected | T-Power |  | Khattak Market | Single Pole |  |  |  | 0 | 0 | 0 | 0 | 0 | 0 | 0 | 0 | 0 | 0 |  | Z:\GIS_Pakistan\Survey\Pictures\PESCO\Hayatabad-1\Hayatabad-2\T-12140922183.jpg | 726962 | 3763641
109914 | 281 | PESCO | 701012140922183 |  | 70 | Jamrud | 7010 | Hayatabad-2 |  | E |  | 12140922183 | 11kV | 12140922183 | R-Y-B | Primary Distribution | 0 |  | Jumper | RABBIT | RABBIT | RABBIT |  |  |  | Transformer | T-12140922183 | 0 | 50 | R-Y-B | Indepentant | Connected | T-Power |  | Khattak Market | Single Pole |  |  |  | 0 | 0 | 0 | 0 | 0 | 0 | 0 | 0 | 0 | 0 |  | Z:\GIS_Pakistan\Survey\Pictures\PESCO\Hayatabad-1\Hayatabad-2\T-12140922183.jpg | 726962 | 3763641
109913 | 280 | PESCO | 701012140922183 |  | 70 | Jamrud | 7010 | Hayatabad-2 |  | S |  | 12140922182 | 11kV | 12140922182 |  | Primary Distribution | 1 | 36 | PC Ordinary | [6 empty] | Primary Pole |  | 0 | 0 | [9 empty] | SDE | 0 | 0 | 0 | 0 | 0 | 0 | 0 | 0 | 0 | 0 |  |  | 726960 | 3763640
109912 | 279 | PESCO | 701012140922182 |  | 70 | Jamrud | 7010 | Hayatabad-2 |  | E |  | 12140922182 | 11kV | 12140922182 | R-Y-B | Primary Distribution | 1 | 36 | PC Ordinary | RABBIT | RABBIT | RABBIT |  |  |  | Primary Pole |  | 0 | 0 | [9 empty] | SDE | 0 | 0 | 0 | 0 | 0 | 0 | 0 | 0 | 0 | 0 |  |  | 726960 | 3763640
109911 | 278 | PESCO | 701012140922182 |  | 70 | Jamrud | 7010 | Hayatabad-2 |  | S |  | 12140922179 | 11kV | 12140922179 |  | Primary Distribution | 1 | 36 | Steel Structure | [6 empty] | Primary Pole |  | 0 | 0 | [10 empty] | 0 | 0 | 0 | 0 | 0 | 0 | 0 | 0 | 0 | 0 |  |  | 726916 | 3763659
109910 | 277 | PESCO | 701012140922181 |  | 70 | Jamrud | 7010 | Hayatabad-2 |  | E |  | 12140922181 | 0.4kV | 12140922181 | R-Y-B-N | Secondary Distribution | 0 |  | Jumper | PVC 19/0.052 | PVC 19/0.052 | PVC 19/0.052 | PVC 19/0.052 |  |  | Secondary Pole | T-12140922180 | 0 | 100 | R-Y-B | Indepentant | Connected | JF Ind |  | Tubewell PDA | Single Pole |  |  |  | 0 | 0 | 0 | 0 | 0 | 0 | 0 | 0 | 0 | 0 |  | Z:\GIS_Pakistan\Survey\Pictures\PESCO\Hayatabad-1\Hayatabad-2\T-12140922180.jpg | 726917 | 3763662
109909 | 276 | PESCO | 701012140922181 |  | 70 | Jamrud | 7010 | Hayatabad-2 |  | S |  | 12140922180 | 0.4kV | 12140922180 |  | Secondary Distribution | 0 |  | Jumper | [6 empty] | Secondary Pole | T-12140922180 | 0 | 100 | R-Y-B | Indepentant | Connected | JF Ind |  | Tubewell PDA | Single Pole |  |  |  | 0 | 0 | 0 | 0 | 0 | 0 | 0 | 0 | 0 | 0 |  | Z:\GIS_Pakistan\Survey\Pictures\PESCO\Hayatabad-1\Hayatabad-2\T-12140922180.jpg | 726916 | 3763662
109908 | 275 | PESCO | 701012140922180 |  | 70 | Jamrud | 7010 | Hayatabad-2 |  | E |  | 12140922180 | 11kV | 12140922180 |  | Primary Distribution | 0 |  | Jumper | RABBIT | RABBIT | RABBIT |  |  |  | Transformer | T-12140922180 | 0 | 100 | R-Y-B | Indepentant | Connected | JF Ind |  | Tubewell PDA | Single Pole |  |  |  | 0 | 0 | 0 | 0 | 0 | 0 | 0 | 0 | 0 | 0 |  | Z:\GIS_Pakistan\Survey\Pictures\PESCO\Hayatabad-1\Hayatabad-2\T-12140922180.jpg | 726916 | 3763662
109907 | 274 | PESCO | 701012140922180 |  | 70 | Jamrud | 7010 | Hayatabad-2 |  | S |  | 12140922179 | 11kV | 12140922179 |  | Primary Distribution | 1 | 36 | Steel Structure | [6 empty] | Primary Pole |  | 0 | 0 | [10 empty] | 0 | 0 | 0 | 0 | 0 | 0 | 0 | 0 | 0 | 0 |  |  | 726916 | 3763659
109906 | 273 | PESCO | 701012140922179 |  | 70 | Jamrud | 7010 | Hayatabad-2 |  | E |  | 12140922179 | 11kV | 12140922179 | R-Y-B | Primary Distribution | 1 | 36 | Steel Structure | RABBIT | RABBIT | RABBIT |  |  |  | Primary Pole |  | 0 | 0 | [10 empty] | 0 | 0 | 0 | 0 | 0 | 0 | 0 | 0 | 0 | 0 |  |  | 726916 | 3763659
109905 | 272 | PESCO | 701012140922179 |  | 70 | Jamrud | 7010 | Hayatabad-2 |  | S |  | 12140922172 | 11kV | 12140922172 |  | Primary Distribution | 1 | 36 | PC Ordinary | [6 empty] | Primary Pole |  | 0 | 0 | [9 empty] | SDE | 0 | 0 | 0 | 0 | 0 | 0 | 0 | 0 | 0 | 0 |  |  | 726907 | 3763662
109904 | 271 | PESCO | 701012140922174 |  | 70 | Jamrud | 7010 | Hayatabad-2 |  | E |  | 12140922174 | 0.4kV | 12140922174 | R-Y-B-N | Secondary Distribution | 0 |  | Jumper | ANT | ANT | ANT | ANT |  |  | Secondary Pole | T-12140922173 | 0 | 100 | R-Y-B | Common | Connected |  |  | Khattak Market | Single Pole |  |  |  | 0 | 0 | 0 | 0 | 0 | 0 | 0 | 0 | 0 | 0 |  | Z:\GIS_Pakistan\Survey\Pictures\PESCO\Hayatabad-1\Hayatabad-2\T-12140922173.jpg | 726903 | 3763661
109903 | 270 | PESCO | 701012140922174 |  | 70 | Jamrud | 7010 | Hayatabad-2 |  | S |  | 12140922173 | 0.4kV | 12140922173 |  | Secondary Distribution | 0 |  | Jumper | [6 empty] | Secondary Pole | T-12140922173 | 0 | 100 | R-Y-B | Common | Connected |  |  | Khattak Market | Single Pole |  |  |  | 0 | 0 | 0 | 0 | 0 | 0 | 0 | 0 | 0 | 0 |  | Z:\GIS_Pakistan\Survey\Pictures\PESCO\Hayatabad-1\Hayatabad-2\T-12140922173.jpg | 726902 | 3763660
109902 | 269 | PESCO | 701012140922173 |  | 70 | Jamrud | 7010 | Hayatabad-2 |  | E |  | 12140922173 | 11kV | 12140922173 | R-Y-B | Primary Distribution | 0 |  | Jumper | RABBIT | RABBIT | RABBIT |  |  |  | Transformer | T-12140922173 | 0 | 100 | R-Y-B | Common | Connected |  |  | Khattak Market | Single Pole |  |  |  | 0 | 0 | 0 | 0 | 0 | 0 | 0 | 0 | 0 | 0 |  | Z:\GIS_Pakistan\Survey\Pictures\PESCO\Hayatabad-1\Hayatabad-2\T-12140922173.jpg | 726902 | 3763660
109901 | 268 | PESCO | 701012140922173 |  | 70 | Jamrud | 7010 | Hayatabad-2 |  | S |  | 12140922172 | 11kV | 12140922172 |  | Primary Distribution | 1 | 36 | PC Ordinary | [6 empty] | Primary Pole |  | 0 | 0 | [9 empty] | SDE | 0 | 0 | 0 | 0 | 0 | 0 | 0 | 0 | 0 | 0 |  |  | 726907 | 3763662
109900 | 267 | PESCO | 701012140922172 |  | 70 | Jamrud | 7010 | Hayatabad-2 |  | E |  | 12140922172 | 11kV | 12140922172 | R-Y-B | Primary Distribution | 1 | 36 | PC Ordinary | DOG | DOG | DOG |  |  |  | Primary Pole |  | 0 | 0 | [9 empty] | SDE | 0 | 0 | 0 | 0 | 0 | 0 | 0 | 0 | 0 | 0 |  |  | 726907 | 3763662
109899 | 266 | PESCO | 701012140922172 |  | 70 | Jamrud | 7010 | Hayatabad-2 |  | S |  | 12140922171 | 11kV | 12140922171 |  | Primary Distribution | 1 | 36 | PC Ordinary | [6 empty] | Primary Pole |  | 0 | 0 | [10 empty] | 0 | 0 | 0 | 0 | 0 | 0 | 0 | 0 | 0 | 0 |  |  | 726925 | 3763701
109898 | 265 | PESCO | 701012140922171 |  | 70 | Jamrud | 7010 | Hayatabad-2 |  | E |  | 12140922171 | 11kV | 12140922171 | R-Y-B | Primary Distribution | 1 | 36 | PC Ordinary | DOG | DOG | DOG |  |  |  | Primary Pole |  | 0 | 0 | [10 empty] | 0 | 0 | 0 | 0 | 0 | 0 | 0 | 0 | 0 | 0 |  |  | 726925 | 3763701
109897 | 264 | PESCO | 701012140922171 |  | 70 | Jamrud | 7010 | Hayatabad-2 |  | S |  | 12140922165 | 11kV | 12140922165 |  | Primary Distribution | 1 | 36 | PC Ordinary | [6 empty] | Primary Pole |  | 0 | 0 | [10 empty] | 0 | 0 | 0 | 0 | 0 | 0 | 0 | 0 | 0 | 0 |  |  | 726942 | 3763746
109896 | 263 | PESCO | 701012140922167 |  | 70 | Jamrud | 7010 | Hayatabad-2 |  | E |  | 12140922167 | 0.4kV | 12140922167 | R-Y-B-N | Secondary Distribution | 0 |  | Jumper | ANT | ANT | ANT | ANT |  |  | Secondary Pole | T-12140922166 | 0 | 100 | R-Y-B | Common | Connected |  |  | St-3/L-1 | Single Pole |  |  |  | 0 | 0 | 0 | 0 | 0 | 0 | 0 | 0 | 0 | 0 |  | Z:\GIS_Pakistan\Survey\Pictures\PESCO\Hayatabad-1\Hayatabad-2\T-12140922166.jpg | 726942.2 | 3763746.4
109895 | 262 | PESCO | 701012140922167 |  | 70 | Jamrud | 7010 | Hayatabad-2 |  | S |  | 12140922166 | 0.4kV | 12140922166 |  | Secondary Distribution | 0 |  | Jumper | [6 empty] | Secondary Pole | T-12140922166 | 0 | 100 | R-Y-B | Common | Connected |  |  | St-3/L-1 | Single Pole |  |  |  | 0 | 0 | 0 | 0 | 0 | 0 | 0 | 0 | 0 | 0 |  | Z:\GIS_Pakistan\Survey\Pictures\PESCO\Hayatabad-1\Hayatabad-2\T-12140922166.jpg | 726942.1 | 3763746.3
109894 | 261 | PESCO | 701012140922166 |  | 70 | Jamrud | 7010 | Hayatabad-2 |  | E |  | 12140922166 | 11kV | 12140922166 | R-Y-B | Primary Distribution | 0 |  | Jumper | RABBIT | RABBIT | RABBIT |  |  |  | Transformer | T-12140922166 | 0 | 100 | R-Y-B | Common | Connected |  |  | St-3/L-1 | Single Pole |  |  |  | 0 | 0 | 0 | 0 | 0 | 0 | 0 | 0 | 0 | 0 |  | Z:\GIS_Pakistan\Survey\Pictures\PESCO\Hayatabad-1\Hayatabad-2\T-12140922166.jpg | 726942.1 | 3763746.3
109893 | 260 | PESCO | 701012140922166 |  | 70 | Jamrud | 7010 | Hayatabad-2 |  | S |  | 12140922165 | 11kV | 12140922165 |  | Primary Distribution | 1 | 36 | PC Ordinary | [6 empty] | Primary Pole |  | 0 | 0 | [9 empty] | DDE | 0 | 0 | 0 | 0 | 0 | 0 | 0 | 0 | 0 | 0 |  |  | 726942 | 3763746
109892 | 259 | PESCO | 701012140922165 |  | 70 | Jamrud | 7010 | Hayatabad-2 |  | E |  | 12140922165 | 11kV | 12140922165 | R-Y-B | Primary Distribution | 1 | 36 | PC Ordinary | DOG | DOG | DOG |  |  |  | Primary Pole |  | 0 | 0 | [9 empty] | DDE | 0 | 0 | 0 | 0 | 0 | 0 | 0 | 0 | 0 | 0 |  |  | 726942 | 3763746
109891 | 258 | PESCO | 701012140922165 |  | 70 | Jamrud | 7010 | Hayatabad-2 |  | S |  | 12140922164 | 11kV | 12140922164 |  | Primary Distribution | 1 | 36 | PC Ordinary | [6 empty] | Primary Pole |  | 0 | 0 | [9 empty] | DDE | 0 | 0 | 0 | 0 | 0 | 0 | 0 | 0 | 0 | 0 |  |  | 726959 | 3763778
109890 | 257 | PESCO | 701012140922164 |  | 70 | Jamrud | 7010 | Hayatabad-2 |  | E |  | 12140922164 | 11kV | 12140922164 | R-Y-B | Primary Distribution | 1 | 36 | PC Ordinary | DOG | DOG | DOG |  |  |  | Primary Pole |  | 0 | 0 | [9 empty] | DDE | 0 | 0 | 0 | 0 | 0 | 0 | 0 | 0 | 0 | 0 |  |  | 726959 | 3763778
109889 | 256 | PESCO | 701012140922164 |  | 70 | Jamrud | 7010 | Hayatabad-2 |  | S |  | 12140922163 | 11kV | 12140922163 |  | Primary Distribution | 1 | 36 | PC Ordinary | [6 empty] | Primary Pole |  | 0 | 0 | [10 empty] | 0 | 0 | 0 | 0 | 0 | 0 | 0 | 0 | 0 | 0 |  |  | 726962 | 3763798
109888 | 255 | PESCO | 701012140922163 |  | 70 | Jamrud | 7010 | Hayatabad-2 |  | E |  | 12140922163 | 11kV | 12140922163 | R-Y-B | Primary Distribution | 1 | 36 | PC Ordinary | DOG | DOG | DOG |  |  |  | Primary Pole |  | 0 | 0 | [10 empty] | 0 | 0 | 0 | 0 | 0 | 0 | 0 | 0 | 0 | 0 |  |  | 726962 | 3763798
109887 | 254 | PESCO | 701012140922163 |  | 70 | Jamrud | 7010 | Hayatabad-2 |  | S |  | 12140922154 | 11kV | 12140922154 |  | Primary Distribution | 1 | 36 | PC Ordinary | [6 empty] | Primary Pole |  | 0 | 0 | [9 empty] | SDE | 0 | 0 | 0 | 0 | 0 | 0 | 0 | 0 | 0 | 0 |  |  | 726975 | 3763821
109886 | 253 | PESCO | 701012140922156 |  | 70 | Jamrud | 7010 | Hayatabad-2 |  | E |  | 12140922156 | 0.4kV | 12140922156 | R-Y-B-N | Secondary Distribution | 0 |  | Jumper | ANT | ANT | ANT | ANT |  |  | Secondary Pole | T-12140922155 | 0 | 200 | R-Y-B | Common | Connected | Seimon |  | Nr House No313 St-02 /L-1 | Double pole |  |  |  | 0 | 0 | 0 | 0 | 0 | 0 | 0 | 0 | 0 | 0 |  | Z:\GIS_Pakistan\Survey\Pictures\PESCO\Hayatabad-1\Hayatabad-2\T-12140922155.jpg | 726975.2 | 3763821.4
109885 | 252 | PESCO | 701012140922156 |  | 70 | Jamrud | 7010 | Hayatabad-2 |  | S |  | 12140922155 | 0.4kV | 12140922155 |  | Secondary Distribution | 0 |  | Jumper | [6 empty] | Secondary Pole | T-12140922155 | 0 | 200 | R-Y-B | Common | Connected | Seimon |  | Nr House No313 St-02 /L-1 | Double pole |  |  |  | 0 | 0 | 0 | 0 | 0 | 0 | 0 | 0 | 0 | 0 |  | Z:\GIS_Pakistan\Survey\Pictures\PESCO\Hayatabad-1\Hayatabad-2\T-12140922155.jpg | 726975.1 | 3763821.3
109884 | 251 | PESCO | 701012140922155 |  | 70 | Jamrud | 7010 | Hayatabad-2 |  | E |  | 12140922155 | 11kV | 12140922155 | R-Y-B | Primary Distribution | 0 |  | Jumper | RABBIT | RABBIT | RABBIT |  |  |  | Transformer | T-12140922155 | 0 | 200 | R-Y-B | Common | Connected | Seimon |  | Nr House No313 St-02 /L-1 | Double pole |  |  |  | 0 | 0 | 0 | 0 | 0 | 0 | 0 | 0 | 0 | 0 |  | Z:\GIS_Pakistan\Survey\Pictures\PESCO\Hayatabad-1\Hayatabad-2\T-12140922155.jpg | 726975.1 | 3763821.3
109883 | 250 | PESCO | 701012140922155 |  | 70 | Jamrud | 7010 | Hayatabad-2 |  | S |  | 12140922154 | 11kV | 12140922154 |  | Primary Distribution | 1 | 36 | PC Ordinary | [6 empty] | Primary Pole |  | 0 | 0 | [9 empty] | SDE | 0 | 0 | 0 | 0 | 0 | 0 | 0 | 0 | 0 | 0 |  |  | 726975 | 3763821
109882 | 249 | PESCO | 701012140922154 |  | 70 | Jamrud | 7010 | Hayatabad-2 |  | E |  | 12140922154 | 11kV | 12140922154 | R-Y-B | Primary Distribution | 1 | 36 | PC Ordinary | DOG | DOG | DOG |  |  |  | Primary Pole |  | 0 | 0 | [9 empty] | SDE | 0 | 0 | 0 | 0 | 0 | 0 | 0 | 0 | 0 | 0 |  |  | 726975 | 3763821
109881 | 248 | PESCO | 701012140922154 | 1 | 70 | Jamrud | 7010 | Hayatabad-2 |  |  |  | 12140922153 | 11kV | 12140922153 |  | Primary Distribution | 1 | 36 | PC Ordinary | [6 empty] | Primary Pole |  | 0 | 0 | [10 empty] | 0 | 0 | 0 | 0 | 0 | 0 | 0 | 0 | 0 | 0 |  |  | 726936 | 3763849
109880 | 247 | PESCO | 701012140922154 | 0 | 70 | Jamrud | 7010 | Hayatabad-2 |  |  |  | 12140922152 | 11kV | 12140922152 |  | Primary Distribution | 1 | 36 | PC Ordinary | [6 empty] | Primary Pole |  | 0 | 0 | [10 empty] | 0 | 0 | 0 | 0 | 0 | 0 | 0 | 0 | 0 | 0 |  |  | 726890 | 3763862
109879 | 246 | PESCO | 701012140922154 |  | 70 | Jamrud | 7010 | Hayatabad-2 |  | S |  | 12140922151 | 11kV | 12140922151 |  | Primary Distribution | 1 | 36 | PC Ordinary | [6 empty] | Primary Pole |  | 0 | 0 | [9 empty] | DDE | 0 | 0 | 0 | 0 | 0 | 0 | 0 | 0 | 0 | 0 |  |  | 726867 | 3763876
109878 | 245 | PESCO | 701012140922151 |  | 70 | Jamrud | 7010 | Hayatabad-2 |  | E |  | 12140922151 | 11kV | 12140922151 | R-Y-B | Primary Distribution | 1 | 36 | PC Ordinary | DOG | DOG | DOG |  |  |  | Primary Pole |  | 0 | 0 | [9 empty] | DDE | 0 | 0 | 0 | 0 | 0 | 0 | 0 | 0 | 0 | 0 |  |  | 726867 | 3763876
109877 | 244 | PESCO | 701012140922151 |  | 70 | Jamrud | 7010 | Hayatabad-2 |  | S |  | 12120922047 | 11kV | 12120922047 |  | Primary Distribution | 1 | 45 | Steel Structure | [6 empty] | Primary Pole |  | 0 | 0 | [9 empty] | DDE | 0 | 0 | 0 | 0 | 0 | 0 | 0 | 0 | 0 | 0 |  |  | 726844 | 3763884
109876 | 243 | PESCO | 701012140922146 |  | 70 | Jamrud | 7010 | Hayatabad-2 |  | E |  | 12140922146 | 0.4kV | 12140922146 | R-Y-B-N | Secondary Distribution | 0 |  | Jumper | WASP | WASP | WASP | WASP |  |  | Secondary Pole | T-12140922145 | 0 | 100 | R-Y-B | Common | connected | PEL |  | GGHschool Ph-3 | Double pole |  |  |  | 0 | 0 | 0 | 0 | 0 | 0 | 0 | 0 | 0 | 0 |  | Z:\GIS_Pakistan\Survey\Pictures\PESCO\Hayatabad-1\Hayatabad-2\T-12140922145.jpg | 727125.2 | 3763826.4
109875 | 242 | PESCO | 701012140922146 |  | 70 | Jamrud | 7010 | Hayatabad-2 |  | S |  | 12140922145 | 0.4kV | 12140922145 |  | Secondary Distribution | 0 |  | Jumper | [6 empty] | Secondary Pole | T-12140922145 | 0 | 100 | R-Y-B | Common | Connected | PEL |  | GGHschool Ph-3 | Double pole |  |  |  | 0 | 0 | 0 | 0 | 0 | 0 | 0 | 0 | 0 | 0 |  | Z:\GIS_Pakistan\Survey\Pictures\PESCO\Hayatabad-1\Hayatabad-2\T-12140922145.jpg | 727125.1 | 3763826.3
109874 | 241 | PESCO | 701012140922145 |  | 70 | Jamrud | 7010 | Hayatabad-2 |  | E |  | 12140922145 | 11kV | 12140922145 | R-Y-B | Primary Distribution | 0 |  | Jumper | RABBIT | RABBIT | RABBIT |  |  |  | Transformer | T-12140922145 | 0 | 100 | R-Y-B | Common | Connected | PEL |  | GGHschool Ph-3 | Double pole |  |  |  | 0 | 0 | 0 | 0 | 0 | 0 | 0 | 0 | 0 | 0 |  | Z:\GIS_Pakistan\Survey\Pictures\PESCO\Hayatabad-1\Hayatabad-2\T-12140922145.jpg | 727125.1 | 3763826.3
109873 | 240 | PESCO | 701012140922145 |  | 70 | Jamrud | 7010 | Hayatabad-2 |  | S |  | 12140922144 | 11kV | 12140922144 |  | Primary Distribution | 2 | 36 | PC Ordinary | [6 empty] | Primary Pole |  | 0 | 0 | [10 empty] | 0 | 0 | 0 | 0 | 0 | 0 | 0 | 0 | 0 | 0 |  |  | 727125 | 3763826
109872 | 239 | PESCO | 701012140922144 |  | 70 | Jamrud | 7010 | Hayatabad-2 |  | E |  | 12140922144 | 11kV | 12140922144 | R-Y-B | Primary Distribution | 2 | 36 | PC Ordinary | RABBIT | RABBIT | RABBIT |  |  |  | Primary Pole |  | 0 | 0 | [10 empty] | 0 | 0 | 0 | 0 | 0 | 0 | 0 | 0 | 0 | 0 |  |  | 727125 | 3763826
109871 | 238 | PESCO | 701012140922144 |  | 70 | Jamrud | 7010 | Hayatabad-2 |  | S |  | 12140922140 | 11kV | 12140922140 |  | Primary Distribution | 2 | 36 | PC Ordinary | [6 empty] | Primary Pole |  | 0 | 0 | [10 empty] | 0 | 0 | 0 | 0 | 0 | 0 | 0 | 0 | 0 | 0 |  |  | 727133 | 3763844
109870 | 237 | PESCO | 701012140922140 |  | 70 | Jamrud | 7010 | Hayatabad-2 |  | E |  | 12140922140 | 11kV | 12140922140 | R-Y-B | Primary Distribution | 2 | 36 | PC Ordinary | RABBIT | RABBIT | RABBIT |  |  |  | Primary Pole |  | 0 | 0 | [10 empty] | 0 | 0 | 0 | 0 | 0 | 0 | 0 | 0 | 0 | 0 |  |  | 727133 | 3763844
109869 | 236 | PESCO | 701012140922140 |  | 70 | Jamrud | 7010 | Hayatabad-2 |  | S |  | 12140922136 | 11kV | 12140922136 |  | Primary Distribution | 2 | 36 | PC Ordinary | [6 empty] | Primary Pole |  | 0 | 0 | [10 empty] | 0 | 0 | 0 | 0 | 0 | 0 | 0 | 0 | 0 | 0 |  |  | 727140 | 3763857
109868 | 235 | PESCO | 701012140922138 |  | 70 | Jamrud | 7010 | Hayatabad-2 |  | E |  | 12140922138 | 0.4kV | 12140922138 | R-Y-B-N | Secondary Distribution | 0 |  | Jumper | WASP | WASP | WASP | WASP |  |  | Secondary Pole | T-12140922137 | 0 | 100 | R-Y-B | Common | Connected | PEL |  | Nr House No.560 St-30 | Double pole |  |  |  | 0 | 0 | 0 | 0 | 0 | 0 | 0 | 0 | 0 | 0 |  | Z:\GIS_Pakistan\Survey\Pictures\PESCO\Hayatabad-1\Hayatabad-2\T-12140922137.jpg | 727140.2 | 3763857.5
109867 | 234 | PESCO | 701012140922138 |  | 70 | Jamrud | 7010 | Hayatabad-2 |  | S |  | 12140922137 | 0.4kV | 12140922137 |  | Secondary Distribution | 0 |  | Jumper | [6 empty] | Secondary Pole | T-12140922137 | 0 | 100 | R-Y-B | Common | Connected | PEL |  | Nr House No.560 St-30 | Double pole |  |  |  | 0 | 0 | 0 | 0 | 0 | 0 | 0 | 0 | 0 | 0 |  | Z:\GIS_Pakistan\Survey\Pictures\PESCO\Hayatabad-1\Hayatabad-2\T-12140922137.jpg | 727140.1 | 3763857.3
109866 | 233 | PESCO | 701012140922137 |  | 70 | Jamrud | 7010 | Hayatabad-2 |  | E |  | 12140922137 | 11kV | 12140922137 | R-Y-B | Primary Distribution | 0 |  | Jumper | RABBIT | RABBIT | RABBIT |  |  |  | Transformer | T-12140922137 | 0 | 100 | R-Y-B | Common | Connected | PEL |  | Nr House No.560 St-30 | Double pole |  |  |  | 0 | 0 | 0 | 0 | 0 | 0 | 0 | 0 | 0 | 0 |  | Z:\GIS_Pakistan\Survey\Pictures\PESCO\Hayatabad-1\Hayatabad-2\T-12140922137.jpg | 727140.1 | 3763857.3
109865 | 232 | PESCO | 701012140922137 |  | 70 | Jamrud | 7010 | Hayatabad-2 |  | S |  | 12140922136 | 11kV | 12140922136 |  | Primary Distribution | 2 | 36 | PC Ordinary | [6 empty] | Primary Pole |  | 0 | 0 | [10 empty] | 0 | 0 | 0 | 0 | 0 | 0 | 0 | 0 | 0 | 0 |  |  | 727140 | 3763857
109864 | 231 | PESCO | 701012140922136 |  | 70 | Jamrud | 7010 | Hayatabad-2 |  | E |  | 12140922136 | 11kV | 12140922136 | R-Y-B | Primary Distribution | 2 | 36 | PC Ordinary | RABBIT | RABBIT | RABBIT |  |  |  | Primary Pole |  | 0 | 0 | [10 empty] | 0 | 0 | 0 | 0 | 0 | 0 | 0 | 0 | 0 | 0 |  |  | 727140 | 3763857
109863 | 230 | PESCO | 701012140922136 | 0 | 70 | Jamrud | 7010 | Hayatabad-2 |  |  |  | 12140922135 | 11kV | 12140922135 |  | Primary Distribution | 2 | 45 | Steel Structure | [6 empty] | Primary Pole |  | 0 | 0 | [10 empty] | 0 | 0 | 0 | 0 | 0 | 0 | 0 | 0 | 0 | 0 |  |  | 727188 | 3763873
109862 | 229 | PESCO | 701012140922136 |  | 70 | Jamrud | 7010 | Hayatabad-2 |  | S |  | 12140922134 | 11kV | 12140922134 |  | Primary Distribution | 2 | 36 | PC Ordinary | [6 empty] | Primary Pole |  | 0 | 0 | [10 empty] | 0 | 0 | 0 | 0 | 0 | 0 | 0 | 0 | 0 | 0 |  |  | 727148 | 3763891
109861 | 228 | PESCO | 701012140922134 |  | 70 | Jamrud | 7010 | Hayatabad-2 |  | E |  | 12140922134 | 11kV | 12140922134 | R-Y-B | Primary Distribution | 2 | 36 | PC Ordinary | DOG | DOG | DOG |  |  |  | Primary Pole |  | 0 | 0 | [10 empty] | 0 | 0 | 0 | 0 | 0 | 0 | 0 | 0 | 0 | 0 |  |  | 727148 | 3763891
109860 | 227 | PESCO | 701012140922134 |  | 70 | Jamrud | 7010 | Hayatabad-2 |  | S |  | 12140922131 | 11kV | 12140922131 |  | Primary Distribution | 2 | 45 | Steel Structure | [6 empty] | Primary Pole |  | 0 | 0 | [10 empty] | 0 | 0 | 0 | 0 | 0 | 0 | 0 | 0 | 0 | 0 |  |  | 727107 | 3763904
109859 | 226 | PESCO | 701012140922133 |  | 70 | Jamrud | 7010 | Hayatabad-2 |  | E |  | 12140922133 | 0.4kV | 12140922133 | R-Y-B-N | Secondary Distribution | 0 |  | Jumper | PVC 19/0.052 | PVC 19/0.052 | PVC 19/0.052 | PVC 19/0.052 |  |  | Secondary Pole | T-12140922132 | 0 | 100 | R-Y-B | Indepentant | Connected | Hammad |  | BRT Office | Single Pole |  |  |  | 0 | 0 | 0 | 0 | 0 | 0 | 0 | 0 | 0 | 0 |  | Z:\GIS_Pakistan\Survey\Pictures\PESCO\Hayatabad-1\Hayatabad-2\T-12140922132.jpg | 727109 | 3763903
109858 | 225 | PESCO | 701012140922133 |  | 70 | Jamrud | 7010 | Hayatabad-2 |  | S |  | 12140922132 | 0.4kV | 12140922132 |  | Secondary Distribution | 0 |  | Jumper | [6 empty] | Secondary Pole | T-12140922132 | 0 | 100 | R-Y-B | Indepentant | Connected | Hammad |  | BRT Office | Single Pole |  |  |  | 0 | 0 | 0 | 0 | 0 | 0 | 0 | 0 | 0 | 0 |  | Z:\GIS_Pakistan\Survey\Pictures\PESCO\Hayatabad-1\Hayatabad-2\T-12140922132.jpg | 727108 | 3763904
109857 | 224 | PESCO | 701012140922132 |  | 70 | Jamrud | 7010 | Hayatabad-2 |  | E |  | 12140922132 | 11kV | 12140922132 | R-Y-B | Primary Distribution | 0 |  | Jumper | RABBIT | RABBIT | RABBIT |  |  |  | Transformer | T-12140922132 | 0 | 100 | R-Y-B | Indepentant | Connected | Hammad |  | BRT Office | Single Pole |  |  |  | 0 | 0 | 0 | 0 | 0 | 0 | 0 | 0 | 0 | 0 |  | Z:\GIS_Pakistan\Survey\Pictures\PESCO\Hayatabad-1\Hayatabad-2\T-12140922132.jpg | 727108 | 3763904
109856 | 223 | PESCO | 701012140922132 |  | 70 | Jamrud | 7010 | Hayatabad-2 |  | S |  | 12140922131 | 11kV | 12140922131 |  | Primary Distribution | 2 | 45 | Steel Structure | [6 empty] | Primary Pole |  | 0 | 0 | [10 empty] | 0 | 0 | 0 | 0 | 0 | 0 | 0 | 0 | 0 | 0 |  |  | 727107 | 3763904
109855 | 222 | PESCO | 701012140922131 |  | 70 | Jamrud | 7010 | Hayatabad-2 |  | E |  | 12140922131 | 11kV | 12140922131 | R-Y-B | Primary Distribution | 2 | 45 | Steel Structure | DOG | DOG | DOG |  |  |  | Primary Pole |  | 0 | 0 | [10 empty] | 0 | 0 | 0 | 0 | 0 | 0 | 0 | 0 | 0 | 0 |  |  | 727107 | 3763904
109854 | 221 | PESCO | 701012140922131 | 2 | 70 | Jamrud | 7010 | Hayatabad-2 |  |  |  | 12140922130 | 11kV | 12140922130 |  | Primary Distribution | 2 | 45 | Steel Structure | [6 empty] | Primary Pole |  | 0 | 0 | [10 empty] | 0 | 0 | 0 | 0 | 0 | 0 | 0 | 0 | 0 | 0 |  |  | 727073 | 3763921
109853 | 220 | PESCO | 701012140922131 | 1 | 70 | Jamrud | 7010 | Hayatabad-2 |  |  |  | 12140922129 | 11kV | 12140922129 |  | Primary Distribution | 2 | 45 | Steel Structure | [6 empty] | Primary Pole |  | 0 | 0 | [10 empty] | 0 | 0 | 0 | 0 | 0 | 0 | 0 | 0 | 0 | 0 |  |  | 727044 | 3763936
109852 | 219 | PESCO | 701012140922131 | 0 | 70 | Jamrud | 7010 | Hayatabad-2 |  |  |  | 12140922128 | 11kV | 12140922128 |  | Primary Distribution | 2 | 45 | Steel Structure | [6 empty] | Primary Pole |  | 0 | 0 | [10 empty] | 0 | 0 | 0 | 0 | 0 | 0 | 0 | 0 | 0 | 0 |  |  | 727014 | 3763955
109851 | 218 | PESCO | 701012140922131 |  | 70 | Jamrud | 7010 | Hayatabad-2 |  | S |  | 12140922127 | 11kV | 12140922127 |  | Primary Distribution | 2 | 45 | Steel Structure | [6 empty] | Primary Pole |  | 0 | 0 | [10 empty] | 0 | 0 | 0 | 0 | 0 | 0 | 0 | 0 | 0 | 0 |  |  | 726964 | 3763978
109850 | 217 | PESCO | 701012140922127 |  | 70 | Jamrud | 7010 | Hayatabad-2 |  | E |  | 12140922127 | 11kV | 12140922127 | R-Y-B | Primary Distribution | 2 | 45 | Steel Structure | DOG | DOG | DOG |  |  |  | Primary Pole |  | 0 | 0 | [10 empty] | 0 | 0 | 0 | 0 | 0 | 0 | 0 | 0 | 0 | 0 |  |  | 726964 | 3763978
109849 | 216 | PESCO | 701012140922127 |  | 70 | Jamrud | 7010 | Hayatabad-2 |  | S |  | 12140922122 | 11kV | 12140922122 |  | Primary Distribution | 2 | 45 | Steel Structure | [6 empty] | Primary Pole |  | 0 | 0 | [9 empty] | DDE | 0 | 0 | 0 | 0 | 0 | 0 | 0 | 0 | 0 | 0 |  |  | 726929 | 3763988
109848 | 215 | PESCO | 701012140922126 |  | 70 | Jamrud | 7010 | Hayatabad-2 |  | E |  | 12140922126 | 0.4kV | 12140922126 | R-Y-B-N | Secondary Distribution | 0 |  | Jumper | PVC 7/0.052 | PVC 7/0.052 | PVC 7/0.052 | PVC 7/0.052 |  |  | Secondary Pole | T-12140922125 | 0 | 50 | R-Y-B | Indepentant | Connected | T-Power |  | PDA Tube well | Single Pole |  |  |  | 0 | 0 | 0 | 0 | 0 | 0 | 0 | 0 | 0 | 0 |  | Z:\GIS_Pakistan\Survey\Pictures\PESCO\Hayatabad-1\Hayatabad-2\T-12140922125.jpg | 726934 | 3763990
109847 | 214 | PESCO | 701012140922126 |  | 70 | Jamrud | 7010 | Hayatabad-2 |  | S |  | 12140922125 | 0.4kV | 12140922125 |  | Secondary Distribution | 0 |  | Jumper | [6 empty] | Secondary Pole | T-12140922125 | 0 | 50 | R-Y-B | Indepentant | Connected | T-Power |  | PDA Tube well | Single Pole |  |  |  | 0 | 0 | 0 | 0 | 0 | 0 | 0 | 0 | 0 | 0 |  | Z:\GIS_Pakistan\Survey\Pictures\PESCO\Hayatabad-1\Hayatabad-2\T-12140922125.jpg | 726933 | 3763992
109846 | 213 | PESCO | 701012140922125 |  | 70 | Jamrud | 7010 | Hayatabad-2 |  | E |  | 12140922125 | 11kV | 12140922125 | R-Y-B | Primary Distribution | 0 |  | Jumper | RABBIT | RABBIT | RABBIT |  |  |  | Transformer | T-12140922125 | 0 | 50 | R-Y-B | Indepentant | Connected | T-Power |  | PDA Tube well | Single Pole |  |  |  | 0 | 0 | 0 | 0 | 0 | 0 | 0 | 0 | 0 | 0 |  | Z:\GIS_Pakistan\Survey\Pictures\PESCO\Hayatabad-1\Hayatabad-2\T-12140922125.jpg | 726933 | 3763992
109845 | 212 | PESCO | 701012140922125 |  | 70 | Jamrud | 7010 | Hayatabad-2 |  | S |  | 12140922122 | 11kV | 12140922122 |  | Primary Distribution | 2 | 45 | Steel Structure | [6 empty] | Primary Pole |  | 0 | 0 | [9 empty] | DDE | 0 | 0 | 0 | 0 | 0 | 0 | 0 | 0 | 0 | 0 |  |  | 726929 | 3763988
109844 | 211 | PESCO | 701012140922124 |  | 70 | Jamrud | 7010 | Hayatabad-2 |  | E |  | 12140922124 | 0.4kV | 12140922124 | R-Y-B-N | Secondary Distribution | 0 |  | Jumper | PVC 37/0.083 | PVC 37/0.083 | PVC 37/0.083 | PVC 37/0.083 |  |  | Secondary Pole | T-12140922123 | 0 | 400 | R-Y-B | Indepentant | Connected | Climax |  | Super CNG Ph-3 | PAD |  |  |  | 0 | 0 | 0 | 0 | 0 | 0 | 0 | 0 | 0 | 0 |  | Z:\GIS_Pakistan\Survey\Pictures\PESCO\Hayatabad-1\Hayatabad-2\T-12140922123.jpg | 726929.2 | 3763988.4
109843 | 210 | PESCO | 701012140922124 |  | 70 | Jamrud | 7010 | Hayatabad-2 |  | S |  | 12140922123 | 0.4kV | 12140922123 |  | Secondary Distribution | 0 |  | Jumper | [6 empty] | Secondary Pole | T-12140922123 | 0 | 400 | R-Y-B | Indepentant | Connected | Climax |  | Super CNG Ph-3 | PAD |  |  |  | 0 | 0 | 0 | 0 | 0 | 0 | 0 | 0 | 0 | 0 |  | Z:\GIS_Pakistan\Survey\Pictures\PESCO\Hayatabad-1\Hayatabad-2\T-12140922123.jpg | 726929.1 | 3763988.3
109842 | 209 | PESCO | 701012140922123 |  | 70 | Jamrud | 7010 | Hayatabad-2 |  | E |  | 12140922123 | 11kV | 12140922123 | R-Y-B | Primary Distribution | 0 |  | Jumper | RABBIT | RABBIT | RABBIT |  |  |  | Transformer | T-12140922123 | 0 | 400 | R-Y-B | Indepentant | Connected | Climax |  | Super CNG Ph-3 | PAD |  |  |  | 0 | 0 | 0 | 0 | 0 | 0 | 0 | 0 | 0 | 0 |  | Z:\GIS_Pakistan\Survey\Pictures\PESCO\Hayatabad-1\Hayatabad-2\T-12140922123.jpg | 726929.1 | 3763988.3
109841 | 208 | PESCO | 701012140922123 |  | 70 | Jamrud | 7010 | Hayatabad-2 |  | S |  | 12140922122 | 11kV | 12140922122 |  | Primary Distribution | 2 | 45 | Steel Structure | [6 empty] | Primary Pole |  | 0 | 0 | [9 empty] | DDE | 0 | 0 | 0 | 0 | 0 | 0 | 0 | 0 | 0 | 0 |  |  | 726929 | 3763988
109840 | 207 | PESCO | 701012140922122 |  | 70 | Jamrud | 7010 | Hayatabad-2 |  | E |  | 12140922122 | 11kV | 12140922122 | R-Y-B | Primary Distribution | 2 | 45 | Steel Structure | DOG | DOG | DOG |  |  |  | Primary Pole |  | 0 | 0 | [9 empty] | DDE | 0 | 0 | 0 | 0 | 0 | 0 | 0 | 0 | 0 | 0 |  |  | 726929 | 3763988
109839 | 206 | PESCO | 701012140922122 |  | 70 | Jamrud | 7010 | Hayatabad-2 |  | S |  | 12140922121 | 11kV | 12140922121 |  | Primary Distribution | 2 | 45 | Steel Structure | [6 empty] | Primary Pole |  | 0 | 0 | [9 empty] | DDE | 0 | 0 | 0 | 0 | 0 | 0 | 0 | 0 | 0 | 0 |  |  | 726916 | 3763986
109838 | 205 | PESCO | 701012140922121 |  | 70 | Jamrud | 7010 | Hayatabad-2 |  | E |  | 12140922121 | 11kV | 12140922121 | R-Y-B | Primary Distribution | 2 | 45 | Steel Structure | DOG | DOG | DOG |  |  |  | Primary Pole |  | 0 | 0 | [9 empty] | DDE | 0 | 0 | 0 | 0 | 0 | 0 | 0 | 0 | 0 | 0 |  |  | 726916 | 3763986
109837 | 204 | PESCO | 701012140922121 |  | 70 | Jamrud | 7010 | Hayatabad-2 |  | S |  | 12140922118 | 11kV | 12140922118 |  | Primary Distribution | 2 | 45 | Steel Structure | [6 empty] | Primary Pole |  | 0 | 0 | [10 empty] | 0 | 0 | 0 | 0 | 0 | 0 | 0 | 0 | 0 | 0 |  |  | 726891 | 3763959
109836 | 203 | PESCO | 701012140922120 |  | 70 | Jamrud | 7010 | Hayatabad-2 |  | E |  | 12140922120 | 0.4kV | 12140922120 | R-Y-B-N | Secondary Distribution | 0 |  | Jumper | PVC 7/0.052 | PVC 7/0.052 | PVC 7/0.052 | PVC 7/0.052 |  |  | Secondary Pole | T-12140922119 | 0 | 25 | R-Y-B | Indepentant | Connected | PEL |  | Super CNG | Single Pole |  |  |  | 0 | 0 | 0 | 0 | 0 | 0 | 0 | 0 | 0 | 0 |  | Z:\GIS_Pakistan\Survey\Pictures\PESCO\Hayatabad-1\Hayatabad-2\T-12140922119.jpg | 726896 | 3763965
109835 | 202 | PESCO | 701012140922120 |  | 70 | Jamrud | 7010 | Hayatabad-2 |  | S |  | 12140922119 | 0.4kV | 12140922119 |  | Secondary Distribution | 0 |  | Jumper | [6 empty] | Secondary Pole | T-12140922119 | 0 | 25 | R-Y-B | Indepentant | Connected | PEL |  | Super CNG | Single Pole |  |  |  | 0 | 0 | 0 | 0 | 0 | 0 | 0 | 0 | 0 | 0 |  | Z:\GIS_Pakistan\Survey\Pictures\PESCO\Hayatabad-1\Hayatabad-2\T-12140922119.jpg | 726895 | 3763965
109834 | 201 | PESCO | 701012140922119 |  | 70 | Jamrud | 7010 | Hayatabad-2 |  | E |  | 12140922119 | 11kV | 12140922119 | R-Y-B | Primary Distribution | 0 |  | Jumper | RABBIT | RABBIT | RABBIT |  |  |  | Transformer | T-12140922119 | 0 | 25 | R-Y-B | Indepentant | Connected | PEL |  | Super CNG | Single Pole |  |  |  | 0 | 0 | 0 | 0 | 0 | 0 | 0 | 0 | 0 | 0 |  | Z:\GIS_Pakistan\Survey\Pictures\PESCO\Hayatabad-1\Hayatabad-2\T-12140922119.jpg | 726895 | 3763965
109833 | 200 | PESCO | 701012140922119 |  | 70 | Jamrud | 7010 | Hayatabad-2 |  | S |  | 12140922118 | 11kV | 12140922118 |  | Primary Distribution | 2 | 45 | Steel Structure | [6 empty] | Primary Pole |  | 0 | 0 | [10 empty] | 0 | 0 | 0 | 0 | 0 | 0 | 0 | 0 | 0 | 0 |  |  | 726891 | 3763959
109832 | 199 | PESCO | 701012140922118 |  | 70 | Jamrud | 7010 | Hayatabad-2 |  | E |  | 12140922118 | 11kV | 12140922118 | R-Y-B | Primary Distribution | 2 | 45 | Steel Structure | DOG | DOG | DOG |  |  |  | Primary Pole |  | 0 | 0 | [10 empty] | 0 | 0 | 0 | 0 | 0 | 0 | 0 | 0 | 0 | 0 |  |  | 726891 | 3763959
109831 | 198 | PESCO | 701012140922118 |  | 70 | Jamrud | 7010 | Hayatabad-2 |  | S |  | 12140922117 | 11kV | 12140922117 |  | Primary Distribution | 2 | 45 | Steel Structure | [6 empty] | Primary Pole |  | 0 | 0 | [10 empty] | 0 | 0 | 0 | 0 | 0 | 0 | 0 | 0 | 0 | 0 |  |  | 726867 | 3763925
109830 | 197 | PESCO | 701012140922117 |  | 70 | Jamrud | 7010 | Hayatabad-2 |  | E |  | 12140922117 | 11kV | 12140922117 | R-Y-B | Primary Distribution | 2 | 45 | Steel Structure | DOG | DOG | DOG |  |  |  | Primary Pole |  | 0 | 0 | [10 empty] | 0 | 0 | 0 | 0 | 0 | 0 | 0 | 0 | 0 | 0 |  |  | 726867 | 3763925
109829 | 196 | PESCO | 701012140922117 |  | 70 | Jamrud | 7010 | Hayatabad-2 |  | S |  | 12120922047 | 11kV | 12120922047 |  | Primary Distribution | 2 | 45 | Steel Structure | [6 empty] | Primary Pole |  | 0 | 0 | [9 empty] | DDE | 0 | 0 | 0 | 0 | 0 | 0 | 0 | 0 | 0 | 0 |  |  | 726844 | 3763884
109828 | 195 | PESCO | 701012130922116 |  | 70 | Jamrud | 7010 | Hayatabad-2 |  | E |  | 12130922116 | 0.4kV | 12130922116 | R-Y-B-N | Secondary Distribution | 0 |  | Jumper | PVC 37/0.083 | PVC 37/0.083 | PVC 37/0.083 | PVC 37/0.083 |  |  | Secondary Pole | T-12130922115 | 0 | 0 | [10 empty] | 0 | 0 | 0 | 0 | 0 | 0 | 0 | 0 | 0 | 0 |  | Z:\GIS_Pakistan\Survey\Pictures\PESCO\Hayatabad-1\Hayatabad-2\T-12130922115.jpg | 726654.2 | 3763691.4
109827 | 194 | PESCO | 701012130922116 |  | 70 | Jamrud | 7010 | Hayatabad-2 |  | S |  | 12130922115 | 0.4kV | 12130922115 |  | Secondary Distribution | 0 |  | Jumper | [6 empty] | Secondary Pole | T-12130922115 | 0 | 0 | [10 empty] | 0 | 0 | 0 | 0 | 0 | 0 | 0 | 0 | 0 | 0 |  | Z:\GIS_Pakistan\Survey\Pictures\PESCO\Hayatabad-1\Hayatabad-2\T-12130922115.jpg | 726654.1 | 3763691.3
109826 | 193 | PESCO | 701012130922115 |  | 70 | Jamrud | 7010 | Hayatabad-2 |  | E |  | 12130922115 | 11kV | 12130922115 | R-Y-B | Primary Distribution | 0 |  | Jumper | RABBIT | RABBIT | RABBIT |  |  |  | Transformer | T-12130922115 | 0 | 400 | R-Y-B | Indepentant | Connected | PEL |  | Shah CNG Ph-3 | PAD |  |  |  | 0 | 0 | 0 | 0 | 0 | 0 | 0 | 0 | 0 | 0 |  | Z:\GIS_Pakistan\Survey\Pictures\PESCO\Hayatabad-1\Hayatabad-2\T-12130922115.jpg | 726654.1 | 3763691.3
109825 | 192 | PESCO | 701012130922115 |  | 70 | Jamrud | 7010 | Hayatabad-2 |  | S |  | 12130922114 | 11kV | 12130922114 |  | Primary Distribution | 1 | 36 | Steel Structure | [6 empty] | Primary Pole |  | 0 | 0 | [10 empty] | 0 | 0 | 0 | 0 | 0 | 0 | 0 | 0 | 0 | 0 |  |  | 726654 | 3763691
109824 | 191 | PESCO | 701012130922114 |  | 70 | Jamrud | 7010 | Hayatabad-2 |  | E |  | 12130922114 | 11kV | 12130922114 | R-Y-B | Primary Distribution | 1 | 36 | Steel Structure | RABBIT | RABBIT | RABBIT |  |  |  | Primary Pole |  | 0 | 0 | [10 empty] | 0 | 0 | 0 | 0 | 0 | 0 | 0 | 0 | 0 | 0 |  |  | 726654 | 3763691
109823 | 190 | PESCO | 701012130922114 |  | 70 | Jamrud | 7010 | Hayatabad-2 |  | S |  | 12130922090 | 11kV | 12130922090 |  | Primary Distribution | 1 | 36 | PC Ordinary | [6 empty] | Primary Pole |  | 0 | 0 | [9 empty] | SDE | 0 | 0 | 0 | 0 | 0 | 0 | 0 | 0 | 0 | 0 |  |  | 726689 | 3763674
109822 | 189 | PESCO | 701012130922108 |  | 70 | Jamrud | 7010 | Hayatabad-2 |  | E |  | 12130922108 | 0.4kV | 12130922108 | R-Y-B-N | Secondary Distribution | 0 |  | Jumper | ANT | ANT | ANT | ANT |  |  | Secondary Pole | T-12130922107 | 0 | 100 | R-Y-B | Common | Connected | T-Sab |  | St-10/L-1 | Double pole |  |  |  | 0 | 0 | 0 | 0 | 0 | 0 | 0 | 0 | 0 | 0 |  | Z:\GIS_Pakistan\Survey\Pictures\PESCO\Hayatabad-1\Hayatabad-2\T-12130922107.jpg | 726581 | 3763545
109821 | 188 | PESCO | 701012130922108 |  | 70 | Jamrud | 7010 | Hayatabad-2 |  | S |  | 12130922107 | 0.4kV | 12130922107 |  | Secondary Distribution | 0 |  | Jumper | [6 empty] | Secondary Pole | T-12130922107 | 0 | 100 | R-Y-B | Common | Connected | T-Sab |  | St-10/L-1 | Double pole |  |  |  | 0 | 0 | 0 | 0 | 0 | 0 | 0 | 0 | 0 | 0 |  | Z:\GIS_Pakistan\Survey\Pictures\PESCO\Hayatabad-1\Hayatabad-2\T-12130922107.jpg | 726580 | 3763544
109820 | 187 | PESCO | 701012130922107 |  | 70 | Jamrud | 7010 | Hayatabad-2 |  | E |  | 12130922107 | 11kV | 12130922107 | R-Y-B | Primary Distribution | 0 |  | Jumper | RABBIT | RABBIT | RABBIT |  |  |  | Transformer | T-12130922107 | 0 | 100 | R-Y-B | Common | Connected | T-Sab |  | St-10/L-1 | Double pole |  |  |  | 0 | 0 | 0 | 0 | 0 | 0 | 0 | 0 | 0 | 0 |  | Z:\GIS_Pakistan\Survey\Pictures\PESCO\Hayatabad-1\Hayatabad-2\T-12130922107.jpg | 726580 | 3763544
109819 | 186 | PESCO | 701012130922107 |  | 70 | Jamrud | 7010 | Hayatabad-2 |  | S |  | 12130922106 | 11kV | 12130922106 |  | Primary Distribution | 1 | 36 | PC Ordinary | [6 empty] | Primary Pole |  | 0 | 0 | [10 empty] | 0 | 0 | 0 | 0 | 0 | 0 | 0 | 0 | 0 | 0 |  |  | 726581 | 3763543
109818 | 185 | PESCO | 701012130922106 |  | 70 | Jamrud | 7010 | Hayatabad-2 |  | E |  | 12130922106 | 11kV | 12130922106 | R-Y-B | Primary Distribution | 1 | 36 | PC Ordinary | DOG | DOG | DOG |  |  |  | Primary Pole |  | 0 | 0 | [10 empty] | 0 | 0 | 0 | 0 | 0 | 0 | 0 | 0 | 0 | 0 |  |  | 726581 | 3763543
109817 | 184 | PESCO | 701012130922106 |  | 70 | Jamrud | 7010 | Hayatabad-2 |  | S |  | 12130922099 | 11kV | 12130922099 |  | Primary Distribution | 1 | 36 | PC Ordinary | [6 empty] | Primary Pole |  | 0 | 0 | [10 empty] | 0 | 0 | 0 | 0 | 0 | 0 | 0 | 0 | 0 | 0 |  |  | 726624 | 3763583
109816 | 183 | PESCO | 701012130922101 |  | 70 | Jamrud | 7010 | Hayatabad-2 |  | E |  | 12130922101 | 0.4kV | 12130922101 | R-Y-B-N | Secondary Distribution | 0 |  | Jumper | ANT | ANT | ANT | ANT |  |  | Secondary Pole | T-12130922100 | 0 | 100 | R-Y-B | Common | Connected | Hammad |  | St-9/L-1 | Double pole |  |  |  | 0 | 0 | 0 | 0 | 0 | 0 | 0 | 0 | 0 | 0 |  | Z:\GIS_Pakistan\Survey\Pictures\PESCO\Hayatabad-1\Hayatabad-2\T-12130922100.jpg | 726626 | 3763582
109815 | 182 | PESCO | 701012130922101 |  | 70 | Jamrud | 7010 | Hayatabad-2 |  | S |  | 12130922100 | 0.4kV | 12130922100 |  | Secondary Distribution | 0 |  | Jumper | [6 empty] | Secondary Pole | T-12130922100 | 0 | 100 | R-Y-B | Common | Connected | Hammad |  | St-9/L-1 | Double pole |  |  |  | 0 | 0 | 0 | 0 | 0 | 0 | 0 | 0 | 0 | 0 |  | Z:\GIS_Pakistan\Survey\Pictures\PESCO\Hayatabad-1\Hayatabad-2\T-12130922100.jpg | 726625 | 3763583
109814 | 181 | PESCO | 701012130922100 |  | 70 | Jamrud | 7010 | Hayatabad-2 |  | E |  | 12130922100 | 11kV | 12130922100 | R-Y-B | Primary Distribution | 0 |  | Jumper | RABBIT | RABBIT | RABBIT |  |  |  | Transformer | T-12130922100 | 0 | 100 | R-Y-B | Common | Connected | Hammad |  | St-9/L-1 | Double pole |  |  |  | 0 | 0 | 0 | 0 | 0 | 0 | 0 | 0 | 0 | 0 |  | Z:\GIS_Pakistan\Survey\Pictures\PESCO\Hayatabad-1\Hayatabad-2\T-12130922100.jpg | 726625 | 3763583
109813 | 180 | PESCO | 701012130922100 |  | 70 | Jamrud | 7010 | Hayatabad-2 |  | S |  | 12130922099 | 11kV | 12130922099 |  | Primary Distribution | 1 | 36 | PC Ordinary | [6 empty] | Primary Pole |  | 0 | 0 | [10 empty] | 0 | 0 | 0 | 0 | 0 | 0 | 0 | 0 | 0 | 0 |  |  | 726624 | 3763583
109812 | 179 | PESCO | 701012130922099 |  | 70 | Jamrud | 7010 | Hayatabad-2 |  | E |  | 12130922099 | 11kV | 12130922099 | R-Y-B | Primary Distribution | 1 | 36 | PC Ordinary | DOG | DOG | DOG |  |  |  | Primary Pole |  | 0 | 0 | [10 empty] | 0 | 0 | 0 | 0 | 0 | 0 | 0 | 0 | 0 | 0 |  |  | 726624 | 3763583
109811 | 178 | PESCO | 701012130922099 | 0 | 70 | Jamrud | 7010 | Hayatabad-2 |  |  |  | 12130922098 | 11kV | 12130922098 |  | Primary Distribution | 1 | 36 | PC Ordinary | [6 empty] | Primary Pole |  | 0 | 0 | [10 empty] | 0 | 0 | 0 | 0 | 0 | 0 | 0 | 0 | 0 | 0 |  |  | 726642 | 3763609
109810 | 177 | PESCO | 701012130922099 |  | 70 | Jamrud | 7010 | Hayatabad-2 |  | S |  | 12130922097 | 11kV | 12130922097 |  | Primary Distribution | 1 | 36 | PC Ordinary | [6 empty] | Primary Pole |  | 0 | 0 | [10 empty] | 0 | 0 | 0 | 0 | 0 | 0 | 0 | 0 | 0 | 0 |  |  | 726664 | 3763638
109809 | 176 | PESCO | 701012130922097 |  | 70 | Jamrud | 7010 | Hayatabad-2 |  | E |  | 12130922097 | 11kV | 12130922097 | R-Y-B | Primary Distribution | 1 | 36 | PC Ordinary | DOG | DOG | DOG |  |  |  | Primary Pole |  | 0 | 0 | [10 empty] | 0 | 0 | 0 | 0 | 0 | 0 | 0 | 0 | 0 | 0 |  |  | 726664 | 3763638
109808 | 175 | PESCO | 701012130922097 |  | 70 | Jamrud | 7010 | Hayatabad-2 |  | S |  | 12130922090 | 11kV | 12130922090 |  | Primary Distribution | 1 | 36 | PC Ordinary | [6 empty] | Primary Pole |  | 0 | 0 | [9 empty] | SDE | 0 | 0 | 0 | 0 | 0 | 0 | 0 | 0 | 0 | 0 |  |  | 726689 | 3763674
109807 | 174 | PESCO | 701012130922094 |  | 70 | Jamrud | 7010 | Hayatabad-2 |  | E |  | 12130922094 | 0.4kV | 12130922094 | R-Y-B-N | Secondary Distribution | 0 |  | Jumper | ANT | ANT | ANT | ANT |  |  | Secondary Pole | T-12130922093 | 0 | 100 | R-Y-B | Common | Connected | Seimon |  | St-6/L-1 | Double pole |  |  |  | 0 | 0 | 0 | 0 | 0 | 0 | 0 | 0 | 0 | 0 |  | Z:\GIS_Pakistan\Survey\Pictures\PESCO\Hayatabad-1\Hayatabad-2\T-12130922093.jpg | 726737.2 | 3763631.4
109806 | 173 | PESCO | 701012130922094 |  | 70 | Jamrud | 7010 | Hayatabad-2 |  | S |  | 12130922093 | 0.4kV | 12130922093 |  | Secondary Distribution | 0 |  | Jumper | [6 empty] | Secondary Pole | T-12130922093 | 0 | 100 | R-Y-B | Common | Connected | Seimon |  | St-6/L-1 | Double pole |  |  |  | 0 | 0 | 0 | 0 | 0 | 0 | 0 | 0 | 0 | 0 |  | Z:\GIS_Pakistan\Survey\Pictures\PESCO\Hayatabad-1\Hayatabad-2\T-12130922093.jpg | 726737.1 | 3763631.3
109805 | 172 | PESCO | 701012130922093 |  | 70 | Jamrud | 7010 | Hayatabad-2 |  | E |  | 12130922093 | 11kV | 12130922093 | R-Y-B | Primary Distribution | 0 |  | Jumper | RABBIT | RABBIT | RABBIT |  |  |  | Transformer | T-12130922093 | 0 | 100 | R-Y-B | Common | Connected | Seimon |  | St-6/L-1 | Double pole |  |  |  | 0 | 0 | 0 | 0 | 0 | 0 | 0 | 0 | 0 | 0 |  | Z:\GIS_Pakistan\Survey\Pictures\PESCO\Hayatabad-1\Hayatabad-2\T-12130922093.jpg | 726737.1 | 3763631.3
109804 | 171 | PESCO | 701012130922093 |  | 70 | Jamrud | 7010 | Hayatabad-2 |  | S |  | 12130922092 | 11kV | 12130922092 |  | Primary Distribution | 1 | 36 | PC Ordinary | [6 empty] | Primary Pole |  | 0 | 0 | [9 empty] | SDE | 0 | 0 | 0 | 0 | 0 | 0 | 0 | 0 | 0 | 0 |  |  | 726737 | 3763631
109803 | 170 | PESCO | 701012130922092 |  | 70 | Jamrud | 7010 | Hayatabad-2 |  | E |  | 12130922092 | 11kV | 12130922092 | R-Y-B | Primary Distribution | 1 | 36 | PC Ordinary | RABBIT | RABBIT | RABBIT |  |  |  | Primary Pole |  | 0 | 0 | [9 empty] | SDE | 0 | 0 | 0 | 0 | 0 | 0 | 0 | 0 | 0 | 0 |  |  | 726737 | 3763631
109802 | 169 | PESCO | 701012130922092 | 0 | 70 | Jamrud | 7010 | Hayatabad-2 |  |  |  | 12130922091 | 11kV | 12130922091 |  | Primary Distribution | 1 | 36 | PC Ordinary | [6 empty] | Primary Pole |  | 0 | 0 | [10 empty] | 0 | 0 | 0 | 0 | 0 | 0 | 0 | 0 | 0 | 0 |  |  | 726709 | 3763660
109801 | 168 | PESCO | 701012130922092 |  | 70 | Jamrud | 7010 | Hayatabad-2 |  | S |  | 12130922090 | 11kV | 12130922090 |  | Primary Distribution | 1 | 36 | PC Ordinary | [6 empty] | Primary Pole |  | 0 | 0 | [9 empty] | SDE | 0 | 0 | 0 | 0 | 0 | 0 | 0 | 0 | 0 | 0 |  |  | 726689 | 3763674
109800 | 167 | PESCO | 701012130922090 |  | 70 | Jamrud | 7010 | Hayatabad-2 |  | E |  | 12130922090 | 11kV | 12130922090 | R-Y-B | Primary Distribution | 1 | 36 | PC Ordinary | DOG | DOG | DOG |  |  |  | Primary Pole |  | 0 | 0 | [9 empty] | SDE | 0 | 0 | 0 | 0 | 0 | 0 | 0 | 0 | 0 | 0 |  |  | 726689 | 3763674
109799 | 166 | PESCO | 701012130922090 | 0 | 70 | Jamrud | 7010 | Hayatabad-2 |  |  |  | 12130922089 | 11kV | 12130922089 |  | Primary Distribution | 1 | 36 | PC Ordinary | [6 empty] | Primary Pole |  | 0 | 0 | [9 empty] | SDE | 0 | 0 | 0 | 0 | 0 | 0 | 0 | 0 | 0 | 0 |  |  | 726719 | 3763717
109798 | 165 | PESCO | 701012130922090 |  | 70 | Jamrud | 7010 | Hayatabad-2 |  | S |  | 12130922086 | 11kV | 12130922086 |  | Primary Distribution | 1 | 36 | PC Ordinary | [6 empty] | Primary Pole |  | 0 | 0 | [10 empty] | 0 | 0 | 0 | 0 | 0 | 0 | 0 | 0 | 0 | 0 |  |  | 726752 | 3763763
109797 | 164 | PESCO | 701012130922088 |  | 70 | Jamrud | 7010 | Hayatabad-2 |  | E |  | 12130922088 | 0.4kV | 12130922088 | R-Y-B-N | Secondary Distribution | 0 |  | Jumper | PVC 37/0.083 | PVC 37/0.083 | PVC 37/0.083 | PVC 37/0.083 |  |  | Secondary Pole | T-12130922087 | 0 | 100 | R-Y-B | Indepentant | Connected | T-Power | Tube well | Tube well PDA | Double pole |  |  |  | 0 | 0 | 0 | 0 | 0 | 0 | 0 | 0 | 0 | 0 |  | Z:\GIS_Pakistan\Survey\Pictures\PESCO\Hayatabad-1\Hayatabad-2\T-12130922087.jpg | 726749 | 3763763
109796 | 163 | PESCO | 701012130922088 |  | 70 | Jamrud | 7010 | Hayatabad-2 |  | S |  | 12130922087 | 0.4kV | 12130922087 |  | Secondary Distribution | 0 |  | Jumper | [6 empty] | Secondary Pole | T-12130922087 | 0 | 100 | R-Y-B | Indepentant | Connected | T-Power | Tube well | Tube well PDA | Double pole |  |  |  | 0 | 0 | 0 | 0 | 0 | 0 | 0 | 0 | 0 | 0 |  | Z:\GIS_Pakistan\Survey\Pictures\PESCO\Hayatabad-1\Hayatabad-2\T-12130922087.jpg | 726750 | 3763763
109795 | 162 | PESCO | 701012130922087 |  | 70 | Jamrud | 7010 | Hayatabad-2 |  | E |  | 12130922087 | 11kV | 12130922087 | R-Y-B | Primary Distribution | 0 |  | Jumper | RABBIT | RABBIT | RABBIT |  |  |  | Transformer | T-12130922087 | 0 | 100 | R-Y-B | Indepentant | Connected | T-Power | Tube well | Tube well PDA | Double pole |  |  |  | 0 | 0 | 0 | 0 | 0 | 0 | 0 | 0 | 0 | 0 |  | Z:\GIS_Pakistan\Survey\Pictures\PESCO\Hayatabad-1\Hayatabad-2\T-12130922087.jpg | 726750 | 3763763
109794 | 161 | PESCO | 701012130922087 |  | 70 | Jamrud | 7010 | Hayatabad-2 |  | S |  | 12130922086 | 11kV | 12130922086 |  | Primary Distribution | 1 | 58 | Steel Structure | [6 empty] | Primary Pole |  | 0 | 0 | [10 empty] | 0 | 0 | 0 | 0 | 0 | 0 | 0 | 0 | 0 | 0 |  |  | 726752 | 3763763
109793 | 160 | PESCO | 701012130922086 |  | 70 | Jamrud | 7010 | Hayatabad-2 |  | E |  | 12130922086 | 11kV | 12130922086 | R-Y-B | Primary Distribution | 1 | 58 | Steel Structure | DOG | DOG | DOG |  |  |  | Primary Pole |  | 0 | 0 | [10 empty] | 0 | 0 | 0 | 0 | 0 | 0 | 0 | 0 | 0 | 0 |  |  | 726752 | 3763763
109792 | 159 | PESCO | 701012130922086 |  | 70 | Jamrud | 7010 | Hayatabad-2 |  | S |  | 12130922079 | 11kV | 12130922079 |  | Primary Distribution | 1 | 58 | Steel Structure | [6 empty] | Primary Pole |  | 0 | 0 | [10 empty] | 0 | 0 | 0 | 0 | 0 | 0 | 0 | 0 | 0 | 0 |  |  | 726778 | 3763793
109791 | 158 | PESCO | 701012130922081 |  | 70 | Jamrud | 7010 | Hayatabad-2 |  | E |  | 12130922081 | 0.4kV | 12130922081 | R-Y-B-N | Secondary Distribution | 0 |  | Jumper | PVC 37/0.083 | PVC 37/0.083 | PVC 37/0.083 | PVC 37/0.083 |  |  | Secondary Pole | T-12130922080 | 0 | 100 | R-Y-B | Common | Connected | JF Ind |  | St-4/L-1 | Single Pole |  |  |  | 0 | 0 | 0 | 0 | 0 | 0 | 0 | 0 | 0 | 0 |  | Z:\GIS_Pakistan\Survey\Pictures\PESCO\Hayatabad-1\Hayatabad-2\T-12130922080.jpg | 726778.2 | 3763793.5
109790 | 157 | PESCO | 701012130922081 |  | 70 | Jamrud | 7010 | Hayatabad-2 |  | S |  | 12130922080 | 0.4kV | 12130922080 |  | Secondary Distribution | 0 |  | Jumper | [6 empty] | Secondary Pole | T-12130922080 | 0 | 100 | R-Y-B | Common | Connected | JF Ind |  | St-4/L-1 | Single Pole |  |  |  | 0 | 0 | 0 | 0 | 0 | 0 | 0 | 0 | 0 | 0 |  | Z:\GIS_Pakistan\Survey\Pictures\PESCO\Hayatabad-1\Hayatabad-2\T-12130922080.jpg | 726778.1 | 3763793.3
109789 | 156 | PESCO | 701012130922080 |  | 70 | Jamrud | 7010 | Hayatabad-2 |  | E |  | 12130922080 | 11kV | 12130922080 | R-Y-B | Primary Distribution | 0 |  | Jumper | RABBIT | RABBIT | RABBIT |  |  |  | Transformer | T-12130922080 | 0 | 100 | R-Y-B | Common | Connected | JF Ind |  | St-4/L-1 | Single Pole |  |  |  | 0 | 0 | 0 | 0 | 0 | 0 | 0 | 0 | 0 | 0 |  | Z:\GIS_Pakistan\Survey\Pictures\PESCO\Hayatabad-1\Hayatabad-2\T-12130922080.jpg | 726778.1 | 3763793.3
109788 | 155 | PESCO | 701012130922080 |  | 70 | Jamrud | 7010 | Hayatabad-2 |  | S |  | 12130922079 | 11kV | 12130922079 |  | Primary Distribution | 1 | 58 | Steel Structure | [6 empty] | Primary Pole |  | 0 | 0 | [10 empty] | 0 | 0 | 0 | 0 | 0 | 0 | 0 | 0 | 0 | 0 |  |  | 726778 | 3763793
109787 | 154 | PESCO | 701012130922079 |  | 70 | Jamrud | 7010 | Hayatabad-2 |  | E |  | 12130922079 | 11kV | 12130922079 | R-Y-B | Primary Distribution | 1 | 58 | Steel Structure | DOG | DOG | DOG |  |  |  | Primary Pole |  | 0 | 0 | [10 empty] | 0 | 0 | 0 | 0 | 0 | 0 | 0 | 0 | 0 | 0 |  |  | 726778 | 3763793
109786 | 153 | PESCO | 701012130922079 |  | 70 | Jamrud | 7010 | Hayatabad-2 |  | S |  | 12130922071 | 11kV | 12130922071 |  | Primary Distribution | 1 | 36 | PC Ordinary | [6 empty] | Primary Pole |  | 0 | 0 | [10 empty] | 0 | 0 | 0 | 0 | 0 | 0 | 0 | 0 | 0 | 0 |  |  | 726816 | 3763849
109785 | 152 | PESCO | 701012130922075 |  | 70 | Jamrud | 7010 | Hayatabad-2 |  | E |  | 12130922075 | 0.4kV | 12130922075 | R-Y-B-N | Secondary Distribution | 0 |  | Jumper | PVC 37/0.083 | PVC 37/0.083 | PVC 37/0.083 | PVC 37/0.083 |  |  | Secondary Pole | T-12130922074 | 0 | 200 | R-Y-B | Indepentant | Connected | Climax |  | BRT Station | PAD |  |  |  | 0 | 0 | 0 | 0 | 0 | 0 | 0 | 0 | 0 | 0 |  | Z:\GIS_Pakistan\Survey\Pictures\PESCO\Hayatabad-1\Hayatabad-2\T-12130922074.jpg | 726791.1 | 3763823.4
109784 | 151 | PESCO | 701012130922075 |  | 70 | Jamrud | 7010 | Hayatabad-2 |  | S |  | 12130922074 | 0.4kV | 12130922074 |  | Secondary Distribution | 0 |  | Jumper | [6 empty] | Secondary Pole | T-12130922074 | 0 | 200 | R-Y-B | Indepentant | Connected | Climax |  | BRT Station | PAD |  |  |  | 0 | 0 | 0 | 0 | 0 | 0 | 0 | 0 | 0 | 0 |  | Z:\GIS_Pakistan\Survey\Pictures\PESCO\Hayatabad-1\Hayatabad-2\T-12130922074.jpg | 726791 | 3763823
109783 | 150 | PESCO | 701012130922074 |  | 70 | Jamrud | 7010 | Hayatabad-2 |  | E |  | 12130922074 | 11kV | 12130922074 | R-Y-B | Primary Distribution | 0 |  | Jumper | 500 MCM | 500 MCM | 500 MCM |  |  |  | Transformer | T-12130922074 | 0 | 200 | R-Y-B | Indepentant | Connected | Climax |  | BRT Station | PAD |  |  |  | 0 | 0 | 0 | 0 | 0 | 0 | 0 | 0 | 0 | 0 |  | Z:\GIS_Pakistan\Survey\Pictures\PESCO\Hayatabad-1\Hayatabad-2\T-12130922074.jpg | 726791 | 3763823
109782 | 149 | PESCO | 701012130922074 |  | 70 | Jamrud | 7010 | Hayatabad-2 |  | S |  | 12130922071 | 11kV | 12130922071 |  | Primary Distribution | 1 | 36 | PC Ordinary | [6 empty] | Primary Pole |  | 0 | 0 | [10 empty] | 0 | 0 | 0 | 0 | 0 | 0 | 0 | 0 | 0 | 0 |  |  | 726816 | 3763849
109781 | 148 | PESCO | 701012130922073 |  | 70 | Jamrud | 7010 | Hayatabad-2 |  | E |  | 12130922073 | 0.4kV | 12130922073 | R-Y-B-N | Secondary Distribution | 0 |  | Jumper | WASP | WASP | WASP | WASP |  |  | Secondary Pole | T-12120922072 | 0 | 100 | R-Y-B | Common | Connected | PEL |  | St No.2A/L-1 Ph-3 | Double pole |  |  |  | 0 | 0 | 0 | 0 | 0 | 0 | 0 | 0 | 0 | 0 |  | Z:\GIS_Pakistan\Survey\Pictures\PESCO\Hayatabad-1\Hayatabad-2\T-12120922072.jpg | 726816 | 3763847
109780 | 147 | PESCO | 701012130922073 |  | 70 | Jamrud | 7010 | Hayatabad-2 |  | S |  | 12130922072 | 0.4kV | 12130922072 |  | Secondary Distribution | 0 |  | Jumper | [6 empty] | Secondary Pole | T-12120922072 | 0 | 100 | R-Y-B | Common | Connected | PEL |  | St No.2A/L-1 Ph-3 | Double pole |  |  |  | 0 | 0 | 0 | 0 | 0 | 0 | 0 | 0 | 0 | 0 |  | Z:\GIS_Pakistan\Survey\Pictures\PESCO\Hayatabad-1\Hayatabad-2\T-12120922072.jpg | 726816 | 3763848
109779 | 146 | PESCO | 701012130922072 |  | 70 | Jamrud | 7010 | Hayatabad-2 |  | E |  | 12130922072 | 11kV | 12130922072 | R-Y-B | Primary Distribution | 0 |  | Jumper | RABBIT | RABBIT | RABBIT |  |  |  | Transformer | T-12120922072 | 0 | 100 | R-Y-B | Common | Connected | PEL |  | St No.2A/L-1 Ph-3 | Double pole |  |  |  | 0 | 0 | 0 | 0 | 0 | 0 | 0 | 0 | 0 | 0 |  | Z:\GIS_Pakistan\Survey\Pictures\PESCO\Hayatabad-1\Hayatabad-2\T-12120922072.jpg | 726816 | 3763848
109778 | 145 | PESCO | 701012130922072 |  | 70 | Jamrud | 7010 | Hayatabad-2 |  | S |  | 12130922071 | 11kV | 12130922071 |  | Primary Distribution | 1 | 36 | PC Ordinary | [6 empty] | Primary Pole |  | 0 | 0 | [10 empty] | 0 | 0 | 0 | 0 | 0 | 0 | 0 | 0 | 0 | 0 |  |  | 726816 | 3763849
109777 | 144 | PESCO | 701012130922071 |  | 70 | Jamrud | 7010 | Hayatabad-2 |  | E |  | 12130922071 | 11kV | 12130922071 | R-Y-B | Primary Distribution | 1 | 36 | PC Ordinary | DOG | DOG | DOG |  |  |  | Primary Pole |  | 0 | 0 | [10 empty] | 0 | 0 | 0 | 0 | 0 | 0 | 0 | 0 | 0 | 0 |  |  | 726816 | 3763849
109776 | 143 | PESCO | 701012130922071 |  | 70 | Jamrud | 7010 | Hayatabad-2 |  | S |  | 12120922047 | 11kV | 12120922047 |  | Primary Distribution | 1 | 45 | Steel Structure | [6 empty] | Primary Pole |  | 0 | 0 | [9 empty] | DDE | 0 | 0 | 0 | 0 | 0 | 0 | 0 | 0 | 0 | 0 |  |  | 726844 | 3763884
109775 | 142 | PESCO | 701012130922070 |  | 70 | Jamrud | 7010 | Hayatabad-2 |  | E |  | 12130922070 | 0.4kV | 12130922070 | R-Y-B-N | Secondary Distribution | 0 |  | Jumper | PVC 37/0.083 | PVC 37/0.083 | PVC 37/0.083 | PVC 37/0.083 |  |  | Secondary Pole | T-12130922069 | 0 | 200 | R-Y-B | Common | Connected | PEL |  | Admore CNG | Double pole |  |  |  | 0 | 0 | 0 | 0 | 0 | 0 | 0 | 0 | 0 | 0 |  | Z:\GIS_Pakistan\Survey\Pictures\PESCO\Hayatabad-1\Hayatabad-2\T-12130922069.jpg | 727080 | 3764302
109774 | 141 | PESCO | 701012130922070 |  | 70 | Jamrud | 7010 | Hayatabad-2 |  | S |  | 12130922069 | 0.4kV | 12130922069 |  | Secondary Distribution | 0 |  | Jumper | [6 empty] | Secondary Pole | T-12130922069 | 0 | 200 | R-Y-B | Common | Connected | PEL |  | Admore CNG | Double pole |  |  |  | 0 | 0 | 0 | 0 | 0 | 0 | 0 | 0 | 0 | 0 |  | Z:\GIS_Pakistan\Survey\Pictures\PESCO\Hayatabad-1\Hayatabad-2\T-12130922069.jpg | 727079 | 3764302
109773 | 140 | PESCO | 701012130922069 |  | 70 | Jamrud | 7010 | Hayatabad-2 |  | E |  | 12130922069 | 11kV | 12130922069 | R-Y-B | Primary Distribution | 0 |  | Jumper | RABBIT | RABBIT | RABBIT |  |  |  | Transformer | T-12130922069 | 0 | 200 | R-Y-B | Common | Connected | PEL |  | Admore CNG | Double pole |  |  |  | 0 | 0 | 0 | 0 | 0 | 0 | 0 | 0 | 0 | 0 |  | Z:\GIS_Pakistan\Survey\Pictures\PESCO\Hayatabad-1\Hayatabad-2\T-12130922069.jpg | 727079 | 3764302
109772 | 139 | PESCO | 701012130922069 |  | 70 | Jamrud | 7010 | Hayatabad-2 |  | S |  | 12130922068 | 11kV | 12130922068 |  | Primary Distribution | 1 | 36 | Steel Structure | [6 empty] | Primary Pole |  | 0 | 0 | [10 empty] | 0 | 0 | 0 | 0 | 0 | 0 | 0 | 0 | 0 | 0 |  |  | 727079 | 3764303
109771 | 138 | PESCO | 701012130922068 |  | 70 | Jamrud | 7010 | Hayatabad-2 |  | E |  | 12130922068 | 11kV | 12130922068 | R-Y-B | Primary Distribution | 1 | 36 | Steel Structure | RABBIT | RABBIT | RABBIT |  |  |  | Primary Pole |  | 0 | 0 | [10 empty] | 0 | 0 | 0 | 0 | 0 | 0 | 0 | 0 | 0 | 0 |  |  | 727079 | 3764303
109770 | 137 | PESCO | 701012130922068 | 1 | 70 | Jamrud | 7010 | Hayatabad-2 |  |  |  | 12130922067 | 11kV | 12130922067 |  | Primary Distribution | 1 | 36 | PC Ordinary | [6 empty] | Primary Pole |  | 0 | 0 | [10 empty] | 0 | 0 | 0 | 0 | 0 | 0 | 0 | 0 | 0 | 0 |  |  | 727062 | 3764258
109769 | 136 | PESCO | 701012130922068 | 0 | 70 | Jamrud | 7010 | Hayatabad-2 |  |  |  | 12130922066 | 11kV | 12130922066 |  | Primary Distribution | 1 | 36 | PC Ordinary | [6 empty] | Primary Pole |  | 0 | 0 | [10 empty] | 0 | 0 | 0 | 0 | 0 | 0 | 0 | 0 | 0 | 0 |  |  | 727045 | 3764222
109768 | 135 | PESCO | 701012130922068 |  | 70 | Jamrud | 7010 | Hayatabad-2 |  | S |  | 12130922065 | 11kV | 12130922065 |  | Primary Distribution | 1 | 36 | PC Ordinary | [6 empty] | Primary Pole |  | 0 | 0 | [10 empty] | 0 | 0 | 0 | 0 | 0 | 0 | 0 | 0 | 0 | 0 |  |  | 727028 | 3764186
109767 | 134 | PESCO | 701012130922065 |  | 70 | Jamrud | 7010 | Hayatabad-2 |  | E |  | 12130922065 | 11kV | 12130922065 | R-Y-B | Primary Distribution | 1 | 36 | PC Ordinary | RABBIT | RABBIT | RABBIT |  |  |  | Primary Pole |  | 0 | 0 | [10 empty] | 0 | 0 | 0 | 0 | 0 | 0 | 0 | 0 | 0 | 0 |  |  | 727028 | 3764186
109766 | 133 | PESCO | 701012130922065 |  | 70 | Jamrud | 7010 | Hayatabad-2 |  | S |  | 12130922062 | 11kV | 12130922062 |  | Primary Distribution | 1 | 45 | Steel Structure | [6 empty] | Primary Pole |  | 0 | 0 | [10 empty] | 0 | 0 | 0 | 0 | 0 | 0 | 0 | 0 | 0 | 0 |  |  | 727025 | 3764097
109765 | 132 | PESCO | 701012130922064 |  | 70 | Jamrud | 7010 | Hayatabad-2 |  | E |  | 12130922064 | 0.4kV | 12130922064 | R-Y-B-N | Secondary Distribution | 0 |  | Jumper | PVC 7/0.052 | PVC 7/0.052 | PVC 7/0.052 | PVC 7/0.052 |  |  | Secondary Pole | T-12130922063 | 0 | 50 | R-Y-B | Indepentant | Connected | AB Amp |  | Site office PDA | Single Pole |  |  |  | 0 | 0 | 0 | 0 | 0 | 0 | 0 | 0 | 0 | 0 |  | Z:\GIS_Pakistan\Survey\Pictures\PESCO\Hayatabad-1\Hayatabad-2\T-12130922063.jpg | 727025 | 3764094
109764 | 131 | PESCO | 701012130922064 |  | 70 | Jamrud | 7010 | Hayatabad-2 |  | S |  | 12130922063 | 0.4kV | 12130922063 |  | Secondary Distribution | 0 |  | Jumper | [6 empty] | Secondary Pole | T-12130922063 | 0 | 50 | R-Y-B | Indepentant | Connected | AB Amp |  | Site office PDA | Single Pole |  |  |  | 0 | 0 | 0 | 0 | 0 | 0 | 0 | 0 | 0 | 0 |  | Z:\GIS_Pakistan\Survey\Pictures\PESCO\Hayatabad-1\Hayatabad-2\T-12130922063.jpg | 727025 | 3764095
109763 | 130 | PESCO | 701012130922063 |  | 70 | Jamrud | 7010 | Hayatabad-2 |  | E |  | 12130922063 | 11kV | 12130922063 | R-Y-B | Primary Distribution | 0 |  | Jumper | RABBIT | RABBIT | RABBIT |  |  |  | Transformer | T-12130922063 | 0 | 50 | R-Y-B | Indepentant | Connected | AB Amp |  | Site office PDA | Single Pole |  |  |  | 0 | 0 | 0 | 0 | 0 | 0 | 0 | 0 | 0 | 0 |  | Z:\GIS_Pakistan\Survey\Pictures\PESCO\Hayatabad-1\Hayatabad-2\T-12130922063.jpg | 727025 | 3764095
109762 | 129 | PESCO | 701012130922063 |  | 70 | Jamrud | 7010 | Hayatabad-2 |  | S |  | 12130922062 | 11kV | 12130922062 |  | Primary Distribution | 1 | 45 | Steel Structure | [6 empty] | Primary Pole |  | 0 | 0 | [10 empty] | 0 | 0 | 0 | 0 | 0 | 0 | 0 | 0 | 0 | 0 |  |  | 727025 | 3764097
109761 | 128 | PESCO | 701012130922062 |  | 70 | Jamrud | 7010 | Hayatabad-2 |  | E |  | 12130922062 | 11kV | 12130922062 | R-Y-B | Primary Distribution | 1 | 45 | Steel Structure | RABBIT | RABBIT | RABBIT |  |  |  | Primary Pole |  | 0 | 0 | [10 empty] | 0 | 0 | 0 | 0 | 0 | 0 | 0 | 0 | 0 | 0 |  |  | 727025 | 3764097
109760 | 127 | PESCO | 701012130922062 | 0 | 70 | Jamrud | 7010 | Hayatabad-2 |  |  |  | 12130922061 | 11kV | 12130922061 |  | Primary Distribution | 1 | 45 | Steel Structure | [6 empty] | Primary Pole |  | 0 | 0 | [10 empty] | 0 | 0 | 0 | 0 | 0 | 0 | 0 | 0 | 0 | 0 |  |  | 726987 | 3764104
109759 | 126 | PESCO | 701012130922062 |  | 70 | Jamrud | 7010 | Hayatabad-2 |  | S |  | 12130922060 | 11kV | 12130922060 |  | Primary Distribution | 1 | 45 | Steel Structure | [6 empty] | Primary Pole |  | 0 | 0 | [10 empty] | 0 | 0 | 0 | 0 | 0 | 0 | 0 | 0 | 0 | 0 |  |  | 726959 | 3764105
109758 | 125 | PESCO | 701012130922060 |  | 70 | Jamrud | 7010 | Hayatabad-2 |  | E |  | 12130922060 | 11kV | 12130922060 | R-Y-B | Primary Distribution | 1 | 45 | Steel Structure | RABBIT | RABBIT | RABBIT |  |  |  | Primary Pole |  | 0 | 0 | [10 empty] | 0 | 0 | 0 | 0 | 0 | 0 | 0 | 0 | 0 | 0 |  |  | 726959 | 3764105
109757 | 124 | PESCO | 701012130922060 |  | 70 | Jamrud | 7010 | Hayatabad-2 |  | S |  | 12120922041 | 11kV | 12120922041 |  | Primary Distribution | 1 | 36 | Steel Structure | [6 empty] | Primary Pole |  | 0 | 0 | [9 empty] | SDE | 0 | 0 | 0 | 0 | 0 | 0 | 0 | 0 | 0 | 0 |  |  | 726916 | 3764112
109756 | 123 | PESCO | 701012130922059 |  | 70 | Jamrud | 7010 | Hayatabad-2 |  | E |  | 12130922059 | 0.4kV | 12130922059 | R-Y-B-N | Secondary Distribution | 0 |  | Jumper | PVC 19/0.052 | PVC 19/0.052 | PVC 19/0.052 | PVC 19/0.052 |  |  | Secondary Pole | T-12130922058 | 0 | 50 | R-Y-B | Indepentant | Connected | Climax | Tube well | Tube well for PDA Nursarary | Single Pole |  |  |  | 0 | 0 | 0 | 0 | 0 | 0 | 0 | 0 | 0 | 0 |  | Z:\GIS_Pakistan\Survey\Pictures\PESCO\Hayatabad-1\Hayatabad-2\T-12130922058.jpg | 726868.2 | 3764462.4
109755 | 122 | PESCO | 701012130922059 |  | 70 | Jamrud | 7010 | Hayatabad-2 |  | S |  | 12130922058 | 0.4kV | 12130922058 |  | Secondary Distribution | 0 |  | Jumper | [6 empty] | Secondary Pole | T-12130922058 | 0 | 50 | R-Y-B | Indepentant | Connected | Climax | Tube well | Tube well for PDA Nursarary | Single Pole |  |  |  | 0 | 0 | 0 | 0 | 0 | 0 | 0 | 0 | 0 | 0 |  | Z:\GIS_Pakistan\Survey\Pictures\PESCO\Hayatabad-1\Hayatabad-2\T-12130922058.jpg | 726868.1 | 3764462.3
109754 | 121 | PESCO | 701012130922058 |  | 70 | Jamrud | 7010 | Hayatabad-2 |  | E |  | 12130922058 | 11kV | 12130922058 | R-Y-B | Primary Distribution | 0 |  | Jumper | RABBIT | RABBIT | RABBIT |  |  |  | Transformer | T-12130922058 | 0 | 50 | R-Y-B | Indepentant | Connected | Climax | Tube well | Tube well for PDA Nursarary | Single Pole |  |  |  | 0 | 0 | 0 | 0 | 0 | 0 | 0 | 0 | 0 | 0 |  | Z:\GIS_Pakistan\Survey\Pictures\PESCO\Hayatabad-1\Hayatabad-2\T-12130922058.jpg | 726868.1 | 3764462.3
109753 | 120 | PESCO | 701012130922058 |  | 70 | Jamrud | 7010 | Hayatabad-2 |  | S |  | 12130922057 | 11kV | 12130922057 |  | Primary Distribution | 0 | 36 | Steel Structure | [6 empty] | Primary Pole |  | 0 | 0 | [10 empty] | 0 | 0 | 0 | 0 | 0 | 0 | 0 | 0 | 0 | 0 |  |  | 726868 | 3764462
109752 | 119 | PESCO | 701012130922057 |  | 70 | Jamrud | 7010 | Hayatabad-2 |  | E |  | 12130922057 | 11kV | 12130922057 | R-Y-B | Primary Distribution | 0 | 36 | Steel Structure | RABBIT | RABBIT | RABBIT |  |  |  | Primary Pole |  | 0 | 0 | [10 empty] | 0 | 0 | 0 | 0 | 0 | 0 | 0 | 0 | 0 | 0 |  |  | 726868 | 3764462
109751 | 118 | PESCO | 701012130922057 | 2 | 70 | Jamrud | 7010 | Hayatabad-2 |  | S |  | 12120922033 | 11kV | 12120922033 |  | Primary Distribution | 0 | 36 | Steel Structure | [6 empty] | Primary Pole |  | 0 | 0 | [9 empty] | SDE | 0 | 0 | 0 | 0 | 0 | 0 | 0 | 0 | 0 | 0 |  |  | 726857 | 3764422
109750 | 117 | PESCO | 701012130922056 |  | 70 | Jamrud | 7010 | Hayatabad-2 |  | E |  | 12130922056 | 0.4kV | 12130922056 | R-Y-B-N | Secondary Distribution | 0 |  | Jumper | PVC 37/0.083 | PVC 37/0.083 | PVC 37/0.083 | PVC 37/0.083 |  |  | Secondary Pole | T-12130922055 | 0 | 200 | R-Y-B | Indepentant | Connected | PEL |  | Main Road | Double pole |  |  |  | 0 | 0 | 0 | 0 | 0 | 0 | 0 | 0 | 0 | 0 |  | Z:\GIS_Pakistan\Survey\Pictures\PESCO\Hayatabad-1\Hayatabad-2\T-12130922055.jpg | 726669 | 3764553
109749 | 116 | PESCO | 701012130922056 |  | 70 | Jamrud | 7010 | Hayatabad-2 |  | S |  | 12130922055 | 0.4kV | 12130922055 |  | Secondary Distribution | 0 |  | Jumper | [6 empty] | Secondary Pole | T-12130922055 | 0 | 200 | R-Y-B | Indepentant | Connected | PEL |  | Main Road | Double pole |  |  |  | 0 | 0 | 0 | 0 | 0 | 0 | 0 | 0 | 0 | 0 |  | Z:\GIS_Pakistan\Survey\Pictures\PESCO\Hayatabad-1\Hayatabad-2\T-12130922055.jpg | 726668 | 3764552
109748 | 115 | PESCO | 701012130922055 |  | 70 | Jamrud | 7010 | Hayatabad-2 |  | E |  | 12130922055 | 11kV | 12130922055 | R-Y-B | Primary Distribution | 0 |  | Jumper | RABBIT | RABBIT | RABBIT |  |  |  | Transformer | T-12130922055 | 0 | 200 | R-Y-B | Indepentant | Connected | PEL |  | Main Road | Double pole |  |  |  | 0 | 0 | 0 | 0 | 0 | 0 | 0 | 0 | 0 | 0 |  | Z:\GIS_Pakistan\Survey\Pictures\PESCO\Hayatabad-1\Hayatabad-2\T-12130922055.jpg | 726668 | 3764552
109747 | 114 | PESCO | 701012130922055 |  | 70 | Jamrud | 7010 | Hayatabad-2 |  | S |  | 12130922052 | 11kV | 12130922052 |  | Primary Distribution | 1 | 45 | Steel Structure | [6 empty] | Primary Pole |  | 0 | 0 | [10 empty] | 0 | 0 | 0 | 0 | 0 | 0 | 0 | 0 | 0 | 0 |  |  | 726666 | 3764552
109746 | 113 | PESCO | 701012130922054 |  | 70 | Jamrud | 7010 | Hayatabad-2 |  | E |  | 12130922054 | 0.4kV | 12130922054 | R-Y-B-N | Secondary Distribution | 0 |  | Jumper | PVC 37/0.083 | PVC 37/0.083 | PVC 37/0.083 | PVC 37/0.083 |  |  | Secondary Pole | T-12130922053 | 0 | 200 | R-Y-B | Indepentant | Connected | PEL |  | Main Road | Double pole |  |  |  | 0 | 0 | 0 | 0 | 0 | 0 | 0 | 0 | 0 | 0 |  | Z:\GIS_Pakistan\Survey\Pictures\PESCO\Hayatabad-1\Hayatabad-2\T-12130922053.jpg | 726667 | 3764552
109745 | 112 | PESCO | 701012130922054 |  | 70 | Jamrud | 7010 | Hayatabad-2 |  | S |  | 12130922053 | 0.4kV | 12130922053 |  | Secondary Distribution | 0 |  | Jumper | [6 empty] | Secondary Pole | T-12130922053 | 0 | 200 | R-Y-B | Indepentant | Connected | PEL |  | Main Road | Double pole |  |  |  | 0 | 0 | 0 | 0 | 0 | 0 | 0 | 0 | 0 | 0 |  | Z:\GIS_Pakistan\Survey\Pictures\PESCO\Hayatabad-1\Hayatabad-2\T-12130922053.jpg | 726667 | 3764553
109744 | 111 | PESCO | 701012130922053 |  | 70 | Jamrud | 7010 | Hayatabad-2 |  | E |  | 12130922053 | 11kV | 12130922053 | R-Y-B | Primary Distribution | 0 |  | Jumper | RABBIT | RABBIT | RABBIT |  |  |  | Transformer | T-12130922053 | 0 | 200 | R-Y-B | Indepentant | Connected | PEL |  | Main Road | Double pole |  |  |  | 0 | 0 | 0 | 0 | 0 | 0 | 0 | 0 | 0 | 0 |  | Z:\GIS_Pakistan\Survey\Pictures\PESCO\Hayatabad-1\Hayatabad-2\T-12130922053.jpg | 726667 | 3764553
109743 | 110 | PESCO | 701012130922053 |  | 70 | Jamrud | 7010 | Hayatabad-2 |  | S |  | 12130922052 | 11kV | 12130922052 |  | Primary Distribution | 1 | 36 | Steel Structure | [6 empty] | Primary Pole |  | 0 | 0 | [10 empty] | 0 | 0 | 0 | 0 | 0 | 0 | 0 | 0 | 0 | 0 |  |  | 726666 | 3764552
109742 | 109 | PESCO | 701012130922052 |  | 70 | Jamrud | 7010 | Hayatabad-2 |  | E |  | 12130922052 | 11kV | 12130922052 | R-Y-B | Primary Distribution | 1 | 36 | Steel Structure | RABBIT | RABBIT | RABBIT |  |  |  | Primary Pole |  | 0 | 0 | [10 empty] | 0 | 0 | 0 | 0 | 0 | 0 | 0 | 0 | 0 | 0 |  |  | 726666 | 3764552
109741 | 108 | PESCO | 701012130922052 |  | 70 | Jamrud | 7010 | Hayatabad-2 |  | S |  | 12130922049 | 11kV | 12130922049 |  | Primary Distribution | 1 | 36 | Steel Structure | [6 empty] | Primary Pole |  | 0 | 0 | [10 empty] | 0 | 0 | 0 | 0 | 0 | 0 | 0 | 0 | 0 | 0 |  |  | 726643 | 3764518
109740 | 107 | PESCO | 701012130922051 |  | 70 | Jamrud | 7010 | Hayatabad-2 |  | E |  | 12130922051 | 0.4kV | 12130922051 | R-Y-B-N | Secondary Distribution | 0 |  | Jumper | PVC 7/0.052 | PVC 7/0.052 | PVC 7/0.052 | PVC 7/0.052 |  |  | Secondary Pole | T-12130922050 | 0 | 25 | R-Y-B | Indepentant | Connected | PEL |  | Street Light Mian Road | Single Pole |  |  |  | 0 | 0 | 0 | 0 | 0 | 0 | 0 | 0 | 0 | 0 |  | Z:\GIS_Pakistan\Survey\Pictures\PESCO\Hayatabad-1\Hayatabad-2\T-12130922050.jpg | 726646 | 3764518
109739 | 106 | PESCO | 701012130922051 |  | 70 | Jamrud | 7010 | Hayatabad-2 |  | S |  | 12130922050 | 0.4kV | 12130922050 |  | Secondary Distribution | 0 |  | Jumper | [6 empty] | Secondary Pole | T-12130922050 | 0 | 25 | R-Y-B | Indepentant | Connected | PEL |  | Street Light Mian Road | Single Pole |  |  |  | 0 | 0 | 0 | 0 | 0 | 0 | 0 | 0 | 0 | 0 |  | Z:\GIS_Pakistan\Survey\Pictures\PESCO\Hayatabad-1\Hayatabad-2\T-12130922050.jpg | 726645 | 3764517
109738 | 105 | PESCO | 701012130922050 |  | 70 | Jamrud | 7010 | Hayatabad-2 |  | E |  | 12130922050 | 11kV | 12130922050 | R-Y-B | Primary Distribution | 0 |  | Jumper | RABBIT | RABBIT | RABBIT |  |  |  | Transformer | T-12130922050 | 0 | 25 | R-Y-B | Indepentant | Connected | PEL |  | Street Light Mian Road | Single Pole |  |  |  | 0 | 0 | 0 | 0 | 0 | 0 | 0 | 0 | 0 | 0 |  | Z:\GIS_Pakistan\Survey\Pictures\PESCO\Hayatabad-1\Hayatabad-2\T-12130922050.jpg | 726645 | 3764517
109737 | 104 | PESCO | 701012130922050 |  | 70 | Jamrud | 7010 | Hayatabad-2 |  | S |  | 12130922049 | 11kV | 12130922049 |  | Primary Distribution | 1 | 36 | Steel Structure | [6 empty] | Primary Pole |  | 0 | 0 | [10 empty] | 0 | 0 | 0 | 0 | 0 | 0 | 0 | 0 | 0 | 0 |  |  | 726643 | 3764518
109736 | 103 | PESCO | 701012130922049 |  | 70 | Jamrud | 7010 | Hayatabad-2 |  | E |  | 12130922049 | 11kV | 12130922049 | R-Y-B | Primary Distribution | 1 | 36 | Steel Structure | RABBIT | RABBIT | RABBIT |  |  |  | Primary Pole |  | 0 | 0 | [10 empty] | 0 | 0 | 0 | 0 | 0 | 0 | 0 | 0 | 0 | 0 |  |  | 726643 | 3764518
109735 | 102 | PESCO | 701012130922049 |  | 70 | Jamrud | 7010 | Hayatabad-2 |  | S |  | 12130922048 | 11kV | 12130922048 |  | Primary Distribution | 1 | 36 | Steel Structure | [6 empty] | Primary Pole |  | 0 | 0 | [10 empty] | 0 | 0 | 0 | 0 | 0 | 0 | 0 | 0 | 0 | 0 |  |  | 726636 | 3764484
109734 | 101 | PESCO | 701012130922048 |  | 70 | Jamrud | 7010 | Hayatabad-2 |  | E |  | 12130922048 | 11kV | 12130922048 | R-Y-B | Primary Distribution | 1 | 36 | Steel Structure | DOG | DOG | DOG |  |  |  | Primary Pole |  | 0 | 0 | [10 empty] | 0 | 0 | 0 | 0 | 0 | 0 | 0 | 0 | 0 | 0 |  |  | 726636 | 3764484
109733 | 100 | PESCO | 701012130922048 |  | 70 | Jamrud | 7010 | Hayatabad-2 |  | S |  | 12120922030 | 11kV | 12120922030 |  | Primary Distribution | 2 | 36 | Steel Structure | [6 empty] | Primary Pole |  | 0 | 0 | [9 empty] | SDE | 0 | 0 | 0 | 0 | 0 | 0 | 0 | 0 | 0 | 0 |  |  | 726614 | 3764431
109732 | 99 | PESCO | 701012120922047 |  | 70 | Jamrud | 7010 | Hayatabad-2 |  | E |  | 12120922047 | 11kV | 12120922047 |  | Primary Distribution | 1 | 36 | Steel Structure | DOG | DOG | DOG |  |  |  | Primary Pole |  | 0 | 0 | [9 empty] | DDE | 0 | 0 | 0 | 0 | 0 | 0 | 0 | 0 | 0 | 0 |  |  | 726844 | 3763884
109731 | 98 | PESCO | 701012120922047 |  | 70 | Jamrud | 7010 | Hayatabad-2 |  | S |  | 12120922046 | 11kV | 12120922046 |  | Primary Distribution | 1 | 36 | Steel Structure | [6 empty] | Primary Pole |  | 0 | 0 | [10 empty] | 0 | 0 | 0 | 0 | 0 | 0 | 0 | 0 | 0 | 0 |  |  | 726812 | 3763903
109730 | 97 | PESCO | 701012120922046 |  | 70 | Jamrud | 7010 | Hayatabad-2 |  | E |  | 12120922046 | 11kV | 12120922046 | R-Y-B | Primary Distribution | 1 | 36 | Steel Structure | DOG | DOG | DOG |  |  |  | Primary Pole |  | 0 | 0 | [10 empty] | 0 | 0 | 0 | 0 | 0 | 0 | 0 | 0 | 0 | 0 |  |  | 726812 | 3763903
109729 | 96 | PESCO | 701012120922046 | 3 | 70 | Jamrud | 7010 | Hayatabad-2 |  |  |  | 12120922045 | 11kV | 12120922045 |  | Primary Distribution | 1 | 36 | Steel Structure | [6 empty] | Primary Pole |  | 0 | 0 | [10 empty] | 0 | 0 | 0 | 0 | 0 | 0 | 0 | 0 | 0 | 0 |  |  | 726837 | 3763948
109728 | 95 | PESCO | 701012120922046 | 2 | 70 | Jamrud | 7010 | Hayatabad-2 |  |  |  | 12120922044 | 11kV | 12120922044 |  | Primary Distribution | 1 | 36 | Steel Structure | [6 empty] | Primary Pole |  | 0 | 0 | [10 empty] | 0 | 0 | 0 | 0 | 0 | 0 | 0 | 0 | 0 | 0 |  |  | 726855 | 3763980
109727 | 94 | PESCO | 701012120922046 | 1 | 70 | Jamrud | 7010 | Hayatabad-2 |  |  |  | 12120922043 | 11kV | 12120922043 |  | Primary Distribution | 1 | 36 | Steel Structure | [6 empty] | Primary Pole |  | 0 | 0 | [10 empty] | 0 | 0 | 0 | 0 | 0 | 0 | 0 | 0 | 0 | 0 |  |  | 726877 | 3764021
109726 | 93 | PESCO | 701012120922046 | 0 | 70 | Jamrud | 7010 | Hayatabad-2 |  |  |  | 12120922042 | 11kV | 12120922042 |  | Primary Distribution | 1 | 36 | Steel Structure | [6 empty] | Primary Pole |  | 0 | 0 | [10 empty] | 0 | 0 | 0 | 0 | 0 | 0 | 0 | 0 | 0 | 0 |  |  | 726895 | 3764062
109725 | 92 | PESCO | 701012120922046 |  | 70 | Jamrud | 7010 | Hayatabad-2 |  | S |  | 12120922041 | 11kV | 12120922041 |  | Primary Distribution | 1 | 36 | Steel Structure | [6 empty] | Primary Pole |  | 0 | 0 | [10 empty] | 0 | 0 | 0 | 0 | 0 | 0 | 0 | 0 | 0 | 0 |  |  | 726916 | 3764112
109724 | 91 | PESCO | 701012120922041 |  | 70 | Jamrud | 7010 | Hayatabad-2 |  | E |  | 12120922041 | 11kV | 12120922041 | R-Y-B | Primary Distribution | 1 | 36 | Steel Structure | DOG | DOG | DOG |  |  |  | Primary Pole |  | 0 | 0 | [10 empty] | 0 | 0 | 0 | 0 | 0 | 0 | 0 | 0 | 0 | 0 |  |  | 726916 | 3764112
109723 | 90 | PESCO | 701012120922041 | 6 | 70 | Jamrud | 7010 | Hayatabad-2 |  |  |  | 12120922040 | 11kV | 12120922040 |  | Primary Distribution | 2 | 36 | Steel Structure | [6 empty] | Primary Pole |  | 0 | 0 | [10 empty] | 0 | 0 | 0 | 0 | 0 | 0 | 0 | 0 | 0 | 0 |  |  | 726942 | 3764167
109722 | 89 | PESCO | 701012120922041 | 5 | 70 | Jamrud | 7010 | Hayatabad-2 |  |  |  | 12120922039 | 11kV | 12120922039 |  | Primary Distribution | 2 | 36 | Steel Structure | [6 empty] | Primary Pole |  | 0 | 0 | [10 empty] | 0 | 0 | 0 | 0 | 0 | 0 | 0 | 0 | 0 | 0 |  |  | 726968 | 3764218
109721 | 88 | PESCO | 701012120922041 | 4 | 70 | Jamrud | 7010 | Hayatabad-2 |  |  |  | 12120922038 | 11kV | 12120922038 |  | Primary Distribution | 2 | 36 | Steel Structure | [6 empty] | Primary Pole |  | 0 | 0 | [10 empty] | 0 | 0 | 0 | 0 | 0 | 0 | 0 | 0 | 0 | 0 |  |  | 726991 | 3764269
109720 | 87 | PESCO | 701012120922041 | 3 | 70 | Jamrud | 7010 | Hayatabad-2 |  |  |  | 12120922037 | 11kV | 12120922037 |  | Primary Distribution | 2 | 36 | Steel Structure | [6 empty] | Primary Pole |  | 0 | 0 | [10 empty] | 0 | 0 | 0 | 0 | 0 | 0 | 0 | 0 | 0 | 0 |  |  | 727018 | 3764314
109719 | 86 | PESCO | 701012120922041 | 2 | 70 | Jamrud | 7010 | Hayatabad-2 |  |  |  | 12120922036 | 11kV | 12120922036 |  | Primary Distribution | 2 | 36 | Steel Structure | [6 empty] | Primary Pole |  | 0 | 0 | [10 empty] | 0 | 0 | 0 | 0 | 0 | 0 | 0 | 0 | 0 | 0 |  |  | 727048 | 3764370
109718 | 85 | PESCO | 701012120922041 | 1 | 70 | Jamrud | 7010 | Hayatabad-2 |  |  |  | 12120922035 | 11kV | 12120922035 |  | Primary Distribution | 2 | 36 | Steel Structure | [6 empty] | Primary Pole |  | 0 | 0 | [10 empty] | 0 | 0 | 0 | 0 | 0 | 0 | 0 | 0 | 0 | 0 |  |  | 726960 | 3764409
109717 | 84 | PESCO | 701012120922041 | 0 | 70 | Jamrud | 7010 | Hayatabad-2 |  |  |  | 12120922034 | 11kV | 12120922034 |  | Primary Distribution | 2 | 36 | Steel Structure | [6 empty] | Primary Pole |  | 0 | 0 | [10 empty] | 0 | 0 | 0 | 0 | 0 | 0 | 0 | 0 | 0 | 0 |  |  | 726914 | 3764409
109716 | 83 | PESCO | 701012120922041 |  | 70 | Jamrud | 7010 | Hayatabad-2 |  | S |  | 12120922033 | 11kV | 12120922033 |  | Primary Distribution | 2 | 36 | Steel Structure | [6 empty] | Primary Pole |  | 0 | 0 | [9 empty] | SDE | 0 | 0 | 0 | 0 | 0 | 0 | 0 | 0 | 0 | 0 |  |  | 726857 | 3764422
109715 | 82 | PESCO | 701012120922033 |  | 70 | Jamrud | 7010 | Hayatabad-2 |  | E |  | 12120922033 | 11kV | 12120922033 | R-Y-B | Primary Distribution | 2 | 36 | Steel Structure | DOG | DOG | DOG |  |  |  | Primary Pole |  | 0 | 0 | [9 empty] | SDE | 0 | 0 | 0 | 0 | 0 | 0 | 0 | 0 | 0 | 0 |  |  | 726857 | 3764422
109714 | 81 | PESCO | 701012120922033 | 1 | 70 | Jamrud | 7010 | Hayatabad-2 |  |  |  | 12120922032 | 11kV | 12120922032 |  | Primary Distribution | 2 | 36 | Steel Structure | [6 empty] | Primary Pole |  | 0 | 0 | [10 empty] | 0 | 0 | 0 | 0 | 0 | 0 | 0 | 0 | 0 | 0 |  |  | 726781 | 3764429
109713 | 80 | PESCO | 701012120922033 | 0 | 70 | Jamrud | 7010 | Hayatabad-2 |  |  |  | 12120922031 | 11kV | 12120922031 |  | Primary Distribution | 2 | 36 | Steel Structure | [6 empty] | Primary Pole |  | 0 | 0 | [10 empty] | 0 | 0 | 0 | 0 | 0 | 0 | 0 | 0 | 0 | 0 |  |  | 726700 | 3764434
109712 | 79 | PESCO | 701012120922033 |  | 70 | Jamrud | 7010 | Hayatabad-2 |  | S |  | 12120922030 | 11kV | 12120922030 |  | Primary Distribution | 2 | 36 | Steel Structure | [6 empty] | Primary Pole |  | 0 | 0 | [9 empty] | SDE | 0 | 0 | 0 | 0 | 0 | 0 | 0 | 0 | 0 | 0 |  |  | 726614 | 3764431
109711 | 78 | PESCO | 701012120922030 |  | 70 | Jamrud | 7010 | Hayatabad-2 |  | E |  | 12120922030 | 11kV | 12120922030 | R-Y-B | Primary Distribution | 2 | 36 | Steel Structure | DOG | DOG | DOG |  |  |  | Primary Pole |  | 0 | 0 | [9 empty] | SDE | 0 | 0 | 0 | 0 | 0 | 0 | 0 | 0 | 0 | 0 |  |  | 726614 | 3764431
109710 | 77 | PESCO | 701012120922030 | 1 | 70 | Jamrud | 7010 | Hayatabad-2 |  |  |  | 12120922029 | 11kV | 12120922029 |  | Primary Distribution | 2 | 36 | Steel Structure | [6 empty] | Primary Pole |  | 0 | 0 | [10 empty] | 0 | 0 | 0 | 0 | 0 | 0 | 0 | 0 | 0 | 0 |  |  | 726545 | 3764438
109709 | 76 | PESCO | 701012120922030 | 0 | 70 | Jamrud | 7010 | Hayatabad-2 |  |  |  | 12120922028 | 11kV | 12120922028 |  | Primary Distribution | 2 | 45 | Steel Structure | [6 empty] | Primary Pole |  | 0 | 0 | [10 empty] | 0 | 0 | 0 | 0 | 0 | 0 | 0 | 0 | 0 | 0 |  |  | 726505 | 3764439
109708 | 75 | PESCO | 701012120922030 |  | 70 | Jamrud | 7010 | Hayatabad-2 |  | S |  | 12120922026 | 11kV | 12120922026 |  | Primary Distribution | 2 | 36 | Steel Structure | [6 empty] | Primary Pole |  | 0 | 0 | [10 empty] | 0 | 0 | 0 | 0 | 0 | 0 | 0 | 0 | 0 | 0 |  |  | 726381 | 3764444
109707 | 74 | PESCO | 701012120922026 |  | 70 | Jamrud | 7010 | Hayatabad-2 |  | E |  | 12120922026 | 11kV | 12120922026 | R-Y-B | Primary Distribution | 2 | 36 | Steel Structure | DOG | DOG | DOG |  |  |  | Primary Pole |  | 0 | 0 | [10 empty] | 0 | 0 | 0 | 0 | 0 | 0 | 0 | 0 | 0 | 0 |  |  | 726381 | 3764444
109706 | 73 | PESCO | 701012120922026 |  | 70 | Jamrud | 7010 | Hayatabad-2 |  | S |  | 12120922023 | 11kV | 12120922023 |  | Primary Distribution | 2 | 36 | Steel Structure | [6 empty] | Primary Pole |  | 0 | 0 | [10 empty] | 0 | 0 | 0 | 0 | 0 | 0 | 0 | 0 | 0 | 0 |  |  | 726302 | 3764450
109705 | 72 | PESCO | 701012120922025 |  | 70 | Jamrud | 7010 | Hayatabad-2 |  | E |  | 12120922025 | 0.4kV | 12120922025 | R-Y-B-N | Secondary Distribution | 0 |  | Jumper | PVC 7/0.052 | PVC 7/0.052 | PVC 7/0.052 | PVC 7/0.052 |  |  | Secondary Pole | T-12120922024 | 0 | 25 | R-Y-B | Indepentant | Connected | AB Amp |  | Tube well Nursarary wala | Single Pole |  |  |  | 0 | 0 | 0 | 0 | 0 | 0 | 0 | 0 | 0 | 0 |  | Z:\GIS_Pakistan\Survey\Pictures\PESCO\Hayatabad-1\Hayatabad-2\T-12120922024.jpg | 726302.2 | 3764450.4
109704 | 71 | PESCO | 701012120922025 |  | 70 | Jamrud | 7010 | Hayatabad-2 |  | S |  | 12120922024 | 0.4kV | 12120922024 |  | Secondary Distribution | 0 |  | Jumper | [6 empty] | Secondary Pole | T-12120922024 | 0 | 25 | R-Y-B | Indepentant | Connected | AB Amp |  | Tube well Nursarary wala | Single Pole |  |  |  | 0 | 0 | 0 | 0 | 0 | 0 | 0 | 0 | 0 | 0 |  | Z:\GIS_Pakistan\Survey\Pictures\PESCO\Hayatabad-1\Hayatabad-2\T-12120922024.jpg | 726302.1 | 3764450.3
109703 | 70 | PESCO | 701012120922024 |  | 70 | Jamrud | 7010 | Hayatabad-2 |  | E |  | 12120922024 | 11kV | 12120922024 | R-Y-B | Primary Distribution | 0 |  | Jumper | RABBIT | RABBIT | RABBIT |  |  |  | Transformer | T-12120922024 | 0 | 25 | R-Y-B | Indepentant | Connected | AB Amp |  | Tube well Nursarary wala | Single Pole |  |  |  | 0 | 0 | 0 | 0 | 0 | 0 | 0 | 0 | 0 | 0 |  | Z:\GIS_Pakistan\Survey\Pictures\PESCO\Hayatabad-1\Hayatabad-2\T-12120922024.jpg | 726302.1 | 3764450.3
109702 | 69 | PESCO | 701012120922024 |  | 70 | Jamrud | 7010 | Hayatabad-2 |  | S |  | 12120922023 | 11kV | 12120922023 |  | Primary Distribution | 2 | 36 | Steel Structure | [6 empty] | Primary Pole |  | 0 | 0 | [10 empty] | 0 | 0 | 0 | 0 | 0 | 0 | 0 | 0 | 0 | 0 |  |  | 726302 | 3764450
109701 | 68 | PESCO | 701012120922023 |  | 70 | Jamrud | 7010 | Hayatabad-2 |  | E |  | 12120922023 | 11kV | 12120922023 | R-Y-B | Primary Distribution | 2 | 36 | Steel Structure | DOG | DOG | DOG |  |  |  | Primary Pole |  | 0 | 0 | [10 empty] | 0 | 0 | 0 | 0 | 0 | 0 | 0 | 0 | 0 | 0 |  |  | 726302 | 3764450
109700 | 67 | PESCO | 701012120922023 |  | 70 | Jamrud | 7010 | Hayatabad-2 |  | S |  | 12120922022 | 11kV | 12120922022 |  | Primary Distribution | 2 | 36 | Steel Structure | [6 empty] | Primary Pole |  | 0 | 0 | [10 empty] | 0 | 0 | 0 | 0 | 0 | 0 | 0 | 0 | 0 | 0 |  |  | 726220 | 3764456
109699 | 66 | PESCO | 701012120922022 |  | 70 | Jamrud | 7010 | Hayatabad-2 |  | E |  | 12120922022 | 11kV | 12120922022 | R-Y-B | Primary Distribution | 2 | 36 | Steel Structure | DOG | DOG | DOG |  |  |  | Primary Pole |  | 0 | 0 | [10 empty] | 0 | 0 | 0 | 0 | 0 | 0 | 0 | 0 | 0 | 0 |  |  | 726220 | 3764456
109698 | 65 | PESCO | 701012120922022 | 5 | 70 | Jamrud | 7010 | Hayatabad-2 |  |  |  | 12120922021 | 11kV | 12120922021 |  | Primary Distribution | 2 | 45 | PC Spun | [6 empty] | Primary Pole |  | 0 | 0 | [10 empty] | 0 | 0 | 0 | 0 | 0 | 0 | 0 | 0 | 0 | 0 |  |  | 726139 | 3764459
109697 | 64 | PESCO | 701012120922022 | 4 | 70 | Jamrud | 7010 | Hayatabad-2 |  |  |  | 12120922020 | 11kV | 12120922020 |  | Primary Distribution | 2 | 45 | PC Spun | [6 empty] | Primary Pole |  | 0 | 0 | [10 empty] | 0 | 0 | 0 | 0 | 0 | 0 | 0 | 0 | 0 | 0 |  |  | 726062 | 3764459
109696 | 63 | PESCO | 701012120922022 | 3 | 70 | Jamrud | 7010 | Hayatabad-2 |  |  |  | 12120922019 | 11kV | 12120922019 |  | Primary Distribution | 2 | 45 | PC Spun | [6 empty] | Primary Pole |  | 0 | 0 | [10 empty] | 0 | 0 | 0 | 0 | 0 | 0 | 0 | 0 | 0 | 0 |  |  | 725983 | 3764466
109695 | 62 | PESCO | 701012120922022 | 2 | 70 | Jamrud | 7010 | Hayatabad-2 |  |  |  | 12120922018 | 11kV | 12120922018 |  | Primary Distribution | 2 | 45 | PC Spun | [6 empty] | Primary Pole |  | 0 | 0 | [10 empty] | 0 | 0 | 0 | 0 | 0 | 0 | 0 | 0 | 0 | 0 |  |  | 725906 | 3764466
109694 | 61 | PESCO | 701012120922022 | 1 | 70 | Jamrud | 7010 | Hayatabad-2 |  |  |  | 12120922017 | 11kV | 12120922017 |  | Primary Distribution | 2 | 45 | PC Spun | [6 empty] | Primary Pole |  | 0 | 0 | [10 empty] | 0 | 0 | 0 | 0 | 0 | 0 | 0 | 0 | 0 | 0 |  |  | 725830 | 3764468
109693 | 60 | PESCO | 701012120922022 | 0 | 70 | Jamrud | 7010 | Hayatabad-2 |  |  |  | 12120922016 | 11kV | 12120922016 |  | Primary Distribution | 2 | 45 | PC Spun | [6 empty] | Primary Pole |  | 0 | 0 | [9 empty] | DDE | 0 | 0 | 0 | 0 | 0 | 0 | 0 | 0 | 0 | 0 |  |  | 725770 | 3764466
109692 | 59 | PESCO | 701012120922022 |  | 70 | Jamrud | 7010 | Hayatabad-2 |  | S |  | 12120922015 | 11kV | 12120922015 |  | Primary Distribution | 2 | 45 | PC Spun | [6 empty] | Primary Pole |  | 0 | 0 | [9 empty] | DDE | 0 | 0 | 0 | 0 | 0 | 0 | 0 | 0 | 0 | 0 |  |  | 725743 | 3764456
109691 | 58 | PESCO | 701012120922015 |  | 70 | Jamrud | 7010 | Hayatabad-2 |  | E |  | 12120922015 | 11kV | 12120922015 | R-Y-B | Primary Distribution | 2 | 45 | PC Spun | DOG | DOG | DOG |  |  |  | Primary Pole |  | 0 | 0 | [9 empty] | DDE | 0 | 0 | 0 | 0 | 0 | 0 | 0 | 0 | 0 | 0 |  |  | 725743 | 3764456
109690 | 57 | PESCO | 701012120922015 | 2 | 70 | Jamrud | 7010 | Hayatabad-2 |  |  |  | 12120922014 | 11kV | 12120922014 |  | Primary Distribution | 2 | 45 | PC Spun | [6 empty] | Primary Pole |  | 0 | 0 | [10 empty] | 0 | 0 | 0 | 0 | 0 | 0 | 0 | 0 | 0 | 0 |  |  | 725741 | 3764421
109689 | 56 | PESCO | 701012120922015 | 1 | 70 | Jamrud | 7010 | Hayatabad-2 |  |  |  | 12120922013 | 11kV | 12120922013 |  | Primary Distribution | 2 | 45 | PC Spun | [6 empty] | Primary Pole |  | 0 | 0 | [9 empty] | DDE | 0 | 0 | 0 | 0 | 0 | 0 | 0 | 0 | 0 | 0 |  |  | 725741 | 3764380
109688 | 55 | PESCO | 701012120922015 | 0 | 70 | Jamrud | 7010 | Hayatabad-2 |  |  |  | 12120922012 | 11kV | 12120922012 |  | Primary Distribution | 2 | 58 | Steel Structure | [6 empty] | Primary Pole |  | 0 | 0 | [9 empty] | DDE | 0 | 0 | 0 | 0 | 0 | 0 | 0 | 0 | 0 | 0 |  |  | 725725 | 3764340
109687 | 54 | PESCO | 701012120922015 |  | 70 | Jamrud | 7010 | Hayatabad-2 |  | S |  | 12120922011 | 11kV | 12120922011 |  | Primary Distribution | 2 | 58 | Steel Structure | [6 empty] | Primary Pole |  | 0 | 0 | [9 empty] | DDE | 0 | 0 | 0 | 0 | 0 | 0 | 0 | 0 | 0 | 0 |  |  | 725675 | 3764332
109686 | 53 | PESCO | 701012120922011 |  | 70 | Jamrud | 7010 | Hayatabad-2 |  | E |  | 12120922011 | 11kV | 12120922011 | R-Y-B | Primary Distribution | 2 | 58 | Steel Structure | DOG | DOG | DOG |  |  |  | Primary Pole |  | 0 | 0 | [9 empty] | DDE | 0 | 0 | 0 | 0 | 0 | 0 | 0 | 0 | 0 | 0 |  |  | 725675 | 3764332
109685 | 52 | PESCO | 701012120922011 |  | 70 | Jamrud | 7010 | Hayatabad-2 |  | S |  | 12120922008 | 11kV | 12120922008 |  | Primary Distribution | 2 | 45 | PC Spun | [6 empty] | Primary Pole |  | 0 | 0 | [10 empty] | 0 | 0 | 0 | 0 | 0 | 0 | 0 | 0 | 0 | 0 |  |  | 725676 | 3764366
109684 | 51 | PESCO | 701012120922010 |  | 70 | Jamrud | 7010 | Hayatabad-2 |  | E |  | 12120922010 | 0.4kV | 12120922010 | R-Y-B-N | Secondary Distribution | 0 |  | Jumper | PVC 7/0.052 | PVC 7/0.052 | PVC 7/0.052 | PVC 7/0.052 |  |  | Secondary Pole | T-12120922009 | 0 | 10 | R-Y-B | Indepentant | Connected | Hammad |  | PTCL Complaint | Single Pole |  |  |  | 0 | 0 | 0 | 0 | 0 | 0 | 0 | 0 | 0 | 0 |  | Z:\GIS_Pakistan\Survey\Pictures\PESCO\Hayatabad-1\Hayatabad-2\T-12120922009.jpg | 725676 | 3764367
109683 | 50 | PESCO | 701012120922010 |  | 70 | Jamrud | 7010 | Hayatabad-2 |  | S |  | 12120922009 | 0.4kV | 12120922009 |  | Secondary Distribution | 0 |  | Jumper | [6 empty] | Secondary Pole | T-12120922009 | 0 | 10 | R-Y-B | Indepentant | Connected | Hammad |  | PTCL Complaint | Single Pole |  |  |  | 0 | 0 | 0 | 0 | 0 | 0 | 0 | 0 | 0 | 0 |  | Z:\GIS_Pakistan\Survey\Pictures\PESCO\Hayatabad-1\Hayatabad-2\T-12120922009.jpg | 725678 | 3764366
109682 | 49 | PESCO | 701012120922009 |  | 70 | Jamrud | 7010 | Hayatabad-2 |  | E |  | 12120922009 | 11kV | 12120922009 | R-Y-B | Primary Distribution | 0 |  | Jumper | RABBIT | RABBIT | RABBIT |  |  |  | Transformer | T-12120922009 | 0 | 10 | R-Y-B | Indepentant | Connected | Hammad |  | PTCL Complaint | Single Pole |  |  |  | 0 | 0 | 0 | 0 | 0 | 0 | 0 | 0 | 0 | 0 |  | Z:\GIS_Pakistan\Survey\Pictures\PESCO\Hayatabad-1\Hayatabad-2\T-12120922009.jpg | 725678 | 3764366
109681 | 48 | PESCO | 701012120922009 |  | 70 | Jamrud | 7010 | Hayatabad-2 |  | S |  | 12120922008 | 11kV | 12120922008 |  | Primary Distribution | 2 | 45 | PC Spun | [6 empty] | Primary Pole |  | 0 | 0 | [10 empty] | 0 | 0 | 0 | 0 | 0 | 0 | 0 | 0 | 0 | 0 |  |  | 725676 | 3764366
109680 | 47 | PESCO | 701012120922008 |  | 70 | Jamrud | 7010 | Hayatabad-2 |  | E |  | 12120922008 | 11kV | 12120922008 | R-Y-B | Primary Distribution | 2 | 45 | PC Spun | DOG | DOG | DOG |  |  |  | Primary Pole |  | 0 | 0 | [10 empty] | 0 | 0 | 0 | 0 | 0 | 0 | 0 | 0 | 0 | 0 |  |  | 725676 | 3764366
109679 | 46 | PESCO | 701012120922008 | 5 | 70 | Jamrud | 7010 | Hayatabad-2 |  |  |  | 12120922007 | 11kV | 12120922007 |  | Primary Distribution | 2 | 45 | PC Spun | [6 empty] | Primary Pole |  | 0 | 0 | [10 empty] | 0 | 0 | 0 | 0 | 0 | 0 | 0 | 0 | 0 | 0 |  |  | 725678 | 3764424
109678 | 45 | PESCO | 701012120922008 | 4 | 70 | Jamrud | 7010 | Hayatabad-2 |  |  |  | 12120922006 | 11kV | 12120922006 |  | Primary Distribution | 1 | 45 | Steel Structure | [6 empty] | Primary Pole |  | 0 | 0 | [10 empty] | 0 | 0 | 0 | 0 | 0 | 0 | 0 | 0 | 0 | 0 |  |  | 725669 | 3764471
109677 | 44 | PESCO | 701012120922008 | 3 | 70 | Jamrud | 7010 | Hayatabad-2 |  |  |  | 12120922005 | 11kV | 12120922005 |  | Primary Distribution | 1 | 45 | Steel Structure | [6 empty] | Primary Pole |  | 0 | 0 | [10 empty] | 0 | 0 | 0 | 0 | 0 | 0 | 0 | 0 | 0 | 0 |  |  | 725633 | 3764473
109676 | 43 | PESCO | 701012120922008 | 2 | 70 | Jamrud | 7010 | Hayatabad-2 |  |  |  | 12120922004 | 11kV | 12120922004 |  | Primary Distribution | 1 | 45 | Steel Structure | [6 empty] | Primary Pole |  | 0 | 0 | [10 empty] | 0 | 0 | 0 | 0 | 0 | 0 | 0 | 0 | 0 | 0 |  |  | 725596 | 3764474
109675 | 42 | PESCO | 701012120922008 | 1 | 70 | Jamrud | 7010 | Hayatabad-2 |  |  |  | 12120922003 | 11kV | 12120922003 |  | Primary Distribution | 1 | 36 | Steel Structure | [6 empty] | Primary Pole |  | 0 | 0 | [10 empty] | 0 | 0 | 0 | 0 | 0 | 0 | 0 | 0 | 0 | 0 |  |  | 725514 | 3764478
109674 | 41 | PESCO | 701012120922008 | 0 | 70 | Jamrud | 7010 | Hayatabad-2 |  |  |  | 12120922002 | 11kV | 12120922002 |  | Primary Distribution | 1 | 36 | Steel Structure | [6 empty] | Primary Pole |  | 0 | 0 | [10 empty] | 0 | 0 | 0 | 0 | 0 | 0 | 0 | 0 | 0 | 0 |  |  | 725443 | 3764482
109673 | 40 | PESCO | 701012120922008 |  | 70 | Jamrud | 7010 | Hayatabad-2 |  | S |  | 12120922001 | 11kV | 12120922001 |  | Primary Distribution | 1 | 36 | Steel Structure | [6 empty] | Primary Pole |  | 0 | 0 | [10 empty] | 0 | 0 | 0 | 0 | 0 | 0 | 0 | 0 | 0 | 0 |  |  | 725374 | 3764486
109672 | 39 | PESCO | 701012120922001 |  | 70 | Jamrud | 7010 | Hayatabad-2 |  | E |  | 12120922001 | 11kV | 12120922001 | R-Y-B | Primary Distribution | 1 | 36 | Steel Structure | DOG | DOG | DOG |  |  |  | Primary Pole |  | 0 | 0 | [10 empty] | 0 | 0 | 0 | 0 | 0 | 0 | 0 | 0 | 0 | 0 |  |  | 725374 | 3764486
109671 | 38 | PESCO | 701012120922001 |  | 70 | Jamrud | 7010 | Hayatabad-2 |  | S |  | 14120922035 | 11kV | 14120922035 |  | Primary Distribution | 2 | 36 | Steel Structure | [6 empty] | Primary Pole |  | 0 | 0 | [10 empty] | 0 | 0 | 0 | 0 | 0 | 0 | 0 | 0 | 0 | 0 |  |  | 725299 | 3764493
109670 | 37 | PESCO | 701014120922037 |  | 70 | Jamrud | 7010 | Hayatabad-2 |  | E |  | 14120922037 | 0.4kV | 14120922037 | R-Y-B-N | Secondary Distribution | 0 |  | Jumper | PVC 7/0.052 | PVC 7/0.052 | PVC 7/0.052 | PVC 7/0.052 |  |  | Secondary Pole | T-14120922036 | 0 | 25 | R-Y-B | Indepentant | Connected | Seimon |  | Street Light Main Road | Single Pole |  |  |  | 0 | 0 | 0 | 0 | 0 | 0 | 0 | 0 | 0 | 0 |  | Z:\GIS_Pakistan\Survey\Pictures\PESCO\Hayatabad-1\Hayatabad-2\T-14120922036.jpg | 725299 | 3764494
109669 | 36 | PESCO | 701014120922037 |  | 70 | Jamrud | 7010 | Hayatabad-2 |  | S |  | 14120922036 | 0.4kV | 14120922036 |  | Secondary Distribution | 0 |  | Jumper | [6 empty] | Secondary Pole | T-14120922036 | 0 | 25 | R-Y-B | Indepentant | Connected | Seimon |  | Street Light Main Road | Single Pole |  |  |  | 0 | 0 | 0 | 0 | 0 | 0 | 0 | 0 | 0 | 0 |  | Z:\GIS_Pakistan\Survey\Pictures\PESCO\Hayatabad-1\Hayatabad-2\T-14120922036.jpg | 725300 | 3764494
109668 | 35 | PESCO | 701014120922036 |  | 70 | Jamrud | 7010 | Hayatabad-2 |  | E |  | 14120922036 | 11kV | 14120922036 | R-Y-B | Primary Distribution | 0 |  | Jumper | RABBIT | RABBIT | RABBIT |  |  |  | Transformer | T-14120922036 | 0 | 25 | R-Y-B | Indepentant | Connected | Seimon |  | Street Light Main Road | Single Pole |  |  |  | 0 | 0 | 0 | 0 | 0 | 0 | 0 | 0 | 0 | 0 |  | Z:\GIS_Pakistan\Survey\Pictures\PESCO\Hayatabad-1\Hayatabad-2\T-14120922036.jpg | 725300 | 3764494
109667 | 34 | PESCO | 701014120922036 |  | 70 | Jamrud | 7010 | Hayatabad-2 |  | S |  | 14120922035 | 11kV | 14120922035 |  | Primary Distribution | 2 | 36 | Steel Structure | [6 empty] | Primary Pole |  | 0 | 0 | [10 empty] | 0 | 0 | 0 | 0 | 0 | 0 | 0 | 0 | 0 | 0 |  |  | 725299 | 3764493
109666 | 33 | PESCO | 701014120922035 |  | 70 | Jamrud | 7010 | Hayatabad-2 |  | E |  | 14120922035 | 11kV | 14120922035 | R-Y-B | Primary Distribution | 2 | 36 | Steel Structure | DOG | DOG | DOG |  |  |  | Primary Pole |  | 0 | 0 | [10 empty] | 0 | 0 | 0 | 0 | 0 | 0 | 0 | 0 | 0 | 0 |  |  | 725299 | 3764493
109665 | 32 | PESCO | 701014120922035 | 2 | 70 | Jamrud | 7010 | Hayatabad-2 |  |  |  | 14120922034 | 11kV | 14120922034 |  | Primary Distribution | 2 | 36 | Steel Structure | [6 empty] | Primary Pole |  | 0 | 0 | [10 empty] | 0 | 0 | 0 | 0 | 0 | 0 | 0 | 0 | 0 | 0 |  |  | 725219 | 3764492
109664 | 31 | PESCO | 701014120922035 | 1 | 70 | Jamrud | 7010 | Hayatabad-2 |  |  |  | 14120922032 | 11kV | 14120922032 |  | Primary Distribution | 2 | 36 | PC Ordinary | [6 empty] | Primary Pole |  | 0 | 0 | [10 empty] | 0 | 0 | 0 | 0 | 0 | 0 | 0 | 0 | 0 | 0 |  |  | 725140 | 3764496
109663 | 30 | PESCO | 701014120922035 | 0 | 70 | Jamrud | 7010 | Hayatabad-2 |  |  |  | 14120922030 | 11kV | 14120922030 |  | Primary Distribution | 2 | 36 | PC Ordinary | [6 empty] | Primary Pole |  | 0 | 0 | [10 empty] | 0 | 0 | 0 | 0 | 0 | 0 | 0 | 0 | 0 | 0 |  |  | 725007 | 3764501
109662 | 29 | PESCO | 701014120922035 |  | 70 | Jamrud | 7010 | Hayatabad-2 |  | S |  | 14120922028 | 11kV | 14120922028 |  | Primary Distribution | 2 | 36 | Steel Structure | [6 empty] | Primary Pole |  | 0 | 0 | [9 empty] | DDE | 0 | 0 | 0 | 0 | 0 | 0 | 0 | 0 | 0 | 0 |  |  | 724955 | 3764504
109661 | 28 | PESCO | 701014120922028 |  | 70 | Jamrud | 7010 | Hayatabad-2 |  | E |  | 14120922028 | 11kV | 14120922028 | R-Y-B | Primary Distribution | 2 | 36 | Steel Structure | DOG | DOG | DOG |  |  |  | Primary Pole |  | 0 | 0 | [9 empty] | DDE | 0 | 0 | 0 | 0 | 0 | 0 | 0 | 0 | 0 | 0 |  |  | 724955 | 3764504
109660 | 27 | PESCO | 701014120922028 | 4 | 70 | Jamrud | 7010 | Hayatabad-2 |  |  |  | 14120922027 | 11kV | 14120922027 |  | Primary Distribution | 2 | 45 | Steel Structure | [6 empty] | Primary Pole |  | 0 | 0 | [10 empty] | 0 | 0 | 0 | 0 | 0 | 0 | 0 | 0 | 0 | 0 |  |  | 724908 | 3764518
109659 | 26 | PESCO | 701014120922028 | 3 | 70 | Jamrud | 7010 | Hayatabad-2 |  |  |  | 14120922026 | 11kV | 14120922026 |  | Primary Distribution | 2 | 45 | Steel Structure | [6 empty] | Primary Pole |  | 0 | 0 | [9 empty] | SDE | 0 | 0 | 0 | 0 | 0 | 0 | 0 | 0 | 0 | 0 |  |  | 724902 | 3764485
109658 | 25 | PESCO | 701014120922028 | 2 | 70 | Jamrud | 7010 | Hayatabad-2 |  |  |  | 14120922024 | 11kV | 14120922024 |  | Primary Distribution | 2 | 45 | Steel Structure | [6 empty] | Primary Pole |  | 0 | 0 | [10 empty] | 0 | 0 | 0 | 0 | 0 | 0 | 0 | 0 | 0 | 0 |  |  | 724846 | 3764471
109657 | 24 | PESCO | 701014120922028 | 1 | 70 | Jamrud | 7010 | Hayatabad-2 |  |  |  | 14120922023 | 11kV | 14120922023 |  | Primary Distribution | 2 | 45 | Steel Structure | [6 empty] | Primary Pole |  | 0 | 0 | [10 empty] | 0 | 0 | 0 | 0 | 0 | 0 | 0 | 0 | 0 | 0 |  |  | 724805 | 3764444
109656 | 23 | PESCO | 701014120922028 | 0 | 70 | Jamrud | 7010 | Hayatabad-2 |  |  |  | 14120922022 | 11kV | 14120922022 |  | Primary Distribution | 3 | 36 | Steel Structure | [6 empty] | Primary Pole |  | 0 | 0 | [9 empty] | DDE | 0 | 0 | 0 | 0 | 0 | 0 | 0 | 0 | 0 | 0 |  |  | 724761 | 3764431
109655 | 22 | PESCO | 701014120922028 |  | 70 | Jamrud | 7010 | Hayatabad-2 |  | S |  | 14120922020 | 11kV | 14120922020 |  | Primary Distribution | 3 | 45 | Steel Structure | [6 empty] | Primary Pole |  | 0 | 0 | [9 empty] | DDE | 0 | 0 | 0 | 0 | 0 | 0 | 0 | 0 | 0 | 0 |  |  | 724752 | 3764294
109654 | 21 | PESCO | 701014120922020 |  | 70 | Jamrud | 7010 | Hayatabad-2 |  | E |  | 14120922020 | 11kV | 14120922020 | R-Y-B | Primary Distribution | 3 | 45 | Steel Structure | DOG | DOG | DOG |  |  |  | Primary Pole |  | 0 | 0 | [9 empty] | DDE | 0 | 0 | 0 | 0 | 0 | 0 | 0 | 0 | 0 | 0 |  |  | 724752 | 3764294
109653 | 20 | PESCO | 701014120922020 | 5 | 70 | Jamrud | 7010 | Hayatabad-2 |  |  |  | 14120922019 | 11kV | 14120922019 |  | Primary Distribution | 3 | 45 | Steel Structure | [6 empty] | Primary Pole |  | 0 | 0 | [10 empty] | 0 | 0 | 0 | 0 | 0 | 0 | 0 | 0 | 0 | 0 |  |  | 724750 | 3764259
109652 | 19 | PESCO | 701014120922020 | 4 | 70 | Jamrud | 7010 | Hayatabad-2 |  |  |  | 14120922017 | 11kV | 14120922017 |  | Primary Distribution | 3 | 45 | Steel Structure | [6 empty] | Primary Pole |  | 0 | 0 | [10 empty] | 0 | 0 | 0 | 0 | 0 | 0 | 0 | 0 | 0 | 0 |  |  | 724747 | 3764216
109651 | 18 | PESCO | 701014120922020 | 3 | 70 | Jamrud | 7010 | Hayatabad-2 |  |  |  | 14120922015 | 11kV | 14120922015 |  | Primary Distribution | 3 | 45 | Steel Structure | [6 empty] | Primary Pole |  | 0 | 0 | [10 empty] | 0 | 0 | 0 | 0 | 0 | 0 | 0 | 0 | 0 | 0 |  |  | 724744 | 3764163
109650 | 17 | PESCO | 701014120922020 | 2 | 70 | Jamrud | 7010 | Hayatabad-2 |  |  |  | 14120922014 | 11kV | 14120922014 |  | Primary Distribution | 3 | 45 | Steel Structure | [6 empty] | Primary Pole |  | 0 | 0 | [10 empty] | 0 | 0 | 0 | 0 | 0 | 0 | 0 | 0 | 0 | 0 |  |  | 724742 | 3764121
109649 | 16 | PESCO | 701014120922020 | 1 | 70 | Jamrud | 7010 | Hayatabad-2 |  |  |  | 14120922013 | 11kV | 14120922013 |  | Primary Distribution | 3 | 45 | Steel Structure | [6 empty] | Primary Pole |  | 0 | 0 | [10 empty] | 0 | 0 | 0 | 0 | 0 | 0 | 0 | 0 | 0 | 0 |  |  | 724737 | 3764071
109648 | 15 | PESCO | 701014120922020 | 0 | 70 | Jamrud | 7010 | Hayatabad-2 |  |  |  | 14120922012 | 11kV | 14120922012 |  | Primary Distribution | 3 | 45 | Steel Structure | [6 empty] | Primary Pole |  | 0 | 0 | [10 empty] | 0 | 0 | 0 | 0 | 0 | 0 | 0 | 0 | 0 | 0 |  |  | 724740 | 3764043
109647 | 14 | PESCO | 701014120922020 |  | 70 | Jamrud | 7010 | Hayatabad-2 |  | S |  | 14120922011 | 11kV | 14120922011 |  | Primary Distribution | 4 | 36 | Steel Structure | [6 empty] | Primary Pole |  | 0 | 0 | [9 empty] | DDE | 0 | 0 | 0 | 0 | 0 | 0 | 0 | 0 | 0 | 0 |  |  | 724746 | 3764010
109646 | 13 | PESCO | 701014120922011 |  | 70 | Jamrud | 7010 | Hayatabad-2 |  | E |  | 14120922011 | 11kV | 14120922011 | R-Y-B | Primary Distribution | 4 | 36 | Steel Structure | DOG | DOG | DOG |  |  |  | Primary Pole |  | 0 | 0 | [9 empty] | DDE | 0 | 0 | 0 | 0 | 0 | 0 | 0 | 0 | 0 | 0 |  |  | 724746 | 3764010
109645 | 12 | PESCO | 701014120922011 | 1 | 70 | Jamrud | 7010 | Hayatabad-2 |  |  |  | 14120922010 | 11kV | 14120922010 |  | Primary Distribution | 2 | 36 | Steel Structure | [6 empty] | Primary Pole |  | 0 | 0 | [10 empty] | 0 | 0 | 0 | 0 | 0 | 0 | 0 | 0 | 0 | 0 |  |  | 724754 | 3763856
109644 | 11 | PESCO | 701014120922011 | 0 | 70 | Jamrud | 7010 | Hayatabad-2 |  |  |  | 14120922009 | 11kV | 14120922009 |  | Primary Distribution | 2 | 36 | Steel Structure | [6 empty] | Primary Pole |  | 0 | 0 | [10 empty] | 0 | 0 | 0 | 0 | 0 | 0 | 0 | 0 | 0 | 0 |  |  | 724766 | 3763771
109643 | 10 | PESCO | 701014120922011 |  | 70 | Jamrud | 7010 | Hayatabad-2 |  | S |  | 14120922008 | 11kV | 14120922008 |  | Primary Distribution | 2 | 36 | Steel Structure | [6 empty] | Primary Pole |  | 0 | 0 | [9 empty] | DDE | 0 | 0 | 0 | 0 | 0 | 0 | 0 | 0 | 0 | 0 |  |  | 724763 | 3763725
109642 | 9 | PESCO | 701014120922008 |  | 70 | Jamrud | 7010 | Hayatabad-2 |  | E |  | 14120922008 | 11kV | 14120922008 | R-Y-B | Primary Distribution | 2 | 36 | Steel Structure | DOG | DOG | DOG |  |  |  | Primary Pole |  | 0 | 0 | [9 empty] | DDE | 0 | 0 | 0 | 0 | 0 | 0 | 0 | 0 | 0 | 0 |  |  | 724763 | 3763725
109641 | 8 | PESCO | 701014120922008 | 3 | 70 | Jamrud | 7010 | Hayatabad-2 |  |  |  | 14120922007 | 11kV | 14120922007 |  | Primary Distribution | 2 | 36 | Steel Structure | [6 empty] | Primary Pole |  | 0 | 0 | [10 empty] | 0 | 0 | 0 | 0 | 0 | 0 | 0 | 0 | 0 | 0 |  |  | 724759 | 3763672
109640 | 7 | PESCO | 701014120922008 | 2 | 70 | Jamrud | 7010 | Hayatabad-2 |  |  |  | 14120922006 | 11kV | 14120922006 |  | Primary Distribution | 2 | 36 | Steel Structure | [6 empty] | Primary Pole |  | 0 | 0 | [10 empty] | 0 | 0 | 0 | 0 | 0 | 0 | 0 | 0 | 0 | 0 |  |  | 724755 | 3763606
109639 | 6 | PESCO | 701014120922008 | 1 | 70 | Jamrud | 7010 | Hayatabad-2 |  |  |  | 14120922005 | 11kV | 14120922005 |  | Primary Distribution | 3 | 45 | Steel Structure | [6 empty] | Primary Pole |  | 0 | 0 | [10 empty] | 0 | 0 | 0 | 0 | 0 | 0 | 0 | 0 | 0 | 0 |  |  | 724752 | 3763556
109638 | 5 | PESCO | 701014120922008 | 0 | 70 | Jamrud | 7010 | Hayatabad-2 |  |  |  | 14120922004 | 11kV | 14120922004 |  | Primary Distribution | 3 | 45 | Steel Structure | [6 empty] | Primary Pole |  | 0 | 0 | [10 empty] | 0 | 0 | 0 | 0 | 0 | 0 | 0 | 0 | 0 | 0 |  |  | 724710 | 3763557
109637 | 4 | PESCO | 701014120922008 |  | 70 | Jamrud | 7010 | Hayatabad-2 |  | S |  | 14120922003 | 11kV | 14120922003 |  | Primary Distribution | 4 | 45 | Steel Structure | [6 empty] | Primary Pole |  | 0 | 0 | [9 empty] | DDE | 0 | 0 | 0 | 0 | 0 | 0 | 0 | 0 | 0 | 0 |  |  | 724690 | 3763551
109636 | 3 | PESCO | 701014120922003 |  | 70 | Jamrud | 7010 | Hayatabad-2 |  | E |  | 14120922003 | 11kV | 14120922003 | R-Y-B | Primary Distribution | 4 | 45 | Steel Structure | DOG | DOG | DOG |  |  |  | Primary Pole |  | 0 | 0 | [9 empty] | DDE | 0 | 0 | 0 | 0 | 0 | 0 | 0 | 0 | 0 | 0 |  |  | 724690 | 3763551
109635 | 2 | PESCO | 701014120922003 |  | 70 | Jamrud | 7010 | Hayatabad-2 |  | S |  | 14120922002 | 11kV | 14120922002 |  | Primary Distribution | 4 | 36 | Steel Structure | [6 empty] | Primary Pole |  | 0 | 0 | [10 empty] | 0 | 0 | 0 | 0 | 0 | 0 | 0 | 0 | 0 | 0 |  |  | 724656 | 3763496
109634 | 1 | PESCO | 701014120922002 |  | 70 | Jamrud | 7010 | Hayatabad-2 |  | E |  | 14120922002 | 11kV | 14120922002 | R-Y-B | Primary Distribution | 2 | 36 | Steel Structure | 500 MCM | 500 MCM | 500 MCM |  |  |  | Primary Pole |  | 0 | 0 | [10 empty] | 0 | 0 | 0 | 0 | 0 | 0 | 0 | 0 | 0 | 0 |  |  | 724656 | 3763496
109633 | 0 | PESCO | 701014120922002 |  | 70 | Jamrud | 7010 | Hayatabad-2 |  | S |  | 14120922001 | 11kV | 14120922001 |  | Primary Distribution | 0 |  | Panel |  |  |  |  | Feeder |  | Feeder |  | 0 | 0 | [10 empty] | 0 | 0 | 0 | 0 | 0 | 0 | 0 | 0 | 0 | 0 |  |  | 724645 | 3763465

## PESCO_gps_points & Gulraiz_node
ID | GPS_Num | X | Y | Remarks | Sub | Feeder | NodeId | X | Y | X Comparison | Y Comparison
13862 | 1120922001 | 725374 | 3764486 |  |  |  | 12120922001 | 725374 | 3764486
13863 | 1120922002 | 725443 | 3764482 |  |  |  | 12120922002 | 725443 | 3764482
13864 | 1120922003 | 725514 | 3764478 |  |  |  | 12120922003 | 725514 | 3764478
13865 | 1120922004 | 725596 | 3764474 |  |  |  | 12120922004 | 725596 | 3764474
13866 | 1120922005 | 725633 | 3764473 |  |  |  | 12120922005 | 725633 | 3764473
13867 | 1120922006 | 725669 | 3764471 |  |  |  | 12120922006 | 725669 | 3764471
13868 | 1120922007 | 725678 | 3764424 |  |  |  | 12120922007 | 725678 | 3764424
13869 | 1120922008 | 725676 | 3764366 |  |  |  | 12120922008 | 725676 | 3764366
13870 | 1120922009 | 725678 | 3764366 |  |  |  | 12120922009 | 725678 | 3764366
13871 | 1120922010 | 725676 | 3764367 |  |  |  | 12120922010 | 725676 | 3764367
13872 | 1120922011 | 725675 | 3764332 |  |  |  | 12120922011 | 725675 | 3764332
13873 | 1120922012 | 725725 | 3764340 |  |  |  | 12120922012 | 725725 | 3764340
13874 | 1120922013 | 725741 | 3764380 |  |  |  | 12120922013 | 725741 | 3764380
13875 | 1120922014 | 725741 | 3764421 |  |  |  | 12120922014 | 725741 | 3764421
13876 | 1120922015 | 725743 | 3764456 |  |  |  | 12120922015 | 725743 | 3764456
13877 | 1120922016 | 725770 | 3764466 |  |  |  | 12120922016 | 725770 | 3764466
13878 | 1120922017 | 725830 | 3764468 |  |  |  | 12120922017 | 725830 | 3764468
13879 | 1120922018 | 725906 | 3764466 |  |  |  | 12120922018 | 725906 | 3764466
13880 | 1120922019 | 725983 | 3764466 |  |  |  | 12120922019 | 725983 | 3764466
13881 | 1120922020 | 726062 | 3764459 |  |  |  | 12120922020 | 726062 | 3764459
13882 | 1120922021 | 726139 | 3764459 |  |  |  | 12120922021 | 726139 | 3764459
13883 | 1120922022 | 726220 | 3764456 |  |  |  | 12120922022 | 726220 | 3764456
13884 | 1120922023 | 726302 | 3764450 |  |  |  | 12120922023 | 726302 | 3764450
13885 | 1120922024 | 726302 | 3764450 |  |  |  | 12120922024 | 726302.1 | 3764450.3 | Not Same | Not Same
13886 | 1120922025 | 726302 | 3764450 |  |  |  | 12120922025 | 726302.2 | 3764450.4 | Not Same | Not Same
13887 | 1120922026 | 726381 | 3764444 |  |  |  | 12120922026 | 726381 | 3764444
13888 | 1120922027 | 726441 | 3764436 |  |  |  | 12120922028 | 726505 | 3764439 | Not Same | Not Same
13889 | 1120922028 | 726505 | 3764439 |  |  |  | 12120922029 | 726545 | 3764438 | Not Same | Not Same
13890 | 1120922029 | 726545 | 3764438 |  |  |  | 12120922030 | 726614 | 3764431 | Not Same | Not Same
13891 | 1120922030 | 726614 | 3764431 |  |  |  | 12120922031 | 726700 | 3764434 | Not Same | Not Same
13892 | 1120922031 | 726700 | 3764434 |  |  |  | 12120922032 | 726781 | 3764429 | Not Same | Not Same
13893 | 1120922032 | 726781 | 3764429 |  |  |  | 12120922033 | 726857 | 3764422 | Not Same | Not Same
13894 | 1120922033 | 726857 | 3764422 |  |  |  | 12120922034 | 726914 | 3764409 | Not Same | Not Same
13895 | 1120922034 | 726914 | 3764409 |  |  |  | 12120922035 | 726960 | 3764409 | Not Same
13896 | 1120922035 | 726960 | 3764409 |  |  |  | 12120922036 | 727048 | 3764370 | Not Same | Not Same
13897 | 1120922036 | 727048 | 3764370 |  |  |  | 12120922037 | 727018 | 3764314 | Not Same | Not Same
13898 | 1120922037 | 727018 | 3764314 |  |  |  | 12120922038 | 726991 | 3764269 | Not Same | Not Same
13899 | 1120922038 | 726991 | 3764269 |  |  |  | 12120922039 | 726968 | 3764218 | Not Same | Not Same
13900 | 1120922039 | 726968 | 3764218 |  |  |  | 12120922040 | 726942 | 3764167 | Not Same | Not Same
13901 | 1120922040 | 726942 | 3764167 |  |  |  | 12120922041 | 726916 | 3764112 | Not Same | Not Same
13902 | 1120922041 | 726916 | 3764112 |  |  |  | 12120922042 | 726895 | 3764062 | Not Same | Not Same
13903 | 1120922042 | 726895 | 3764062 |  |  |  | 12120922043 | 726877 | 3764021 | Not Same | Not Same
13904 | 1120922043 | 726877 | 3764021 |  |  |  | 12120922044 | 726855 | 3763980 | Not Same | Not Same
13905 | 1120922044 | 726855 | 3763980 |  |  |  | 12120922045 | 726837 | 3763948 | Not Same | Not Same
13906 | 1120922045 | 726837 | 3763948 |  |  |  | 12120922046 | 726812 | 3763903 | Not Same | Not Same
13907 | 1120922046 | 726812 | 3763903 |  |  |  | 12120922047 | 726844 | 3763884 | Not Same | Not Same
13908 | 1120922047 | 726844 | 3763884 |  |  |  | 12130922048 | 726636 | 3764484 | Not Same | Not Same
13909 | 1130922048 | 726636 | 3764484 |  |  |  | 12130922049 | 726643 | 3764518 | Not Same | Not Same
13910 | 1130922049 | 726643 | 3764518 |  |  |  | 12130922050 | 726645 | 3764517 | Not Same | Not Same
13911 | 1130922050 | 726645 | 3764517 |  |  |  | 12130922051 | 726646 | 3764518 | Not Same | Not Same
13912 | 1130922051 | 726646 | 3764518 |  |  |  | 12130922052 | 726666 | 3764552 | Not Same | Not Same
13913 | 1130922052 | 726666 | 3764552 |  |  |  | 12130922053 | 726667 | 3764553 | Not Same | Not Same
13914 | 1130922053 | 726667 | 3764553 |  |  |  | 12130922054 | 726667 | 3764552 |  | Not Same
13915 | 1130922054 | 726667 | 3764552 |  |  |  | 12130922055 | 726668 | 3764552 | Not Same
13916 | 1130922055 | 726668 | 3764552 |  |  |  | 12130922056 | 726669 | 3764553 | Not Same | Not Same
13917 | 1130922056 | 726669 | 3764553 |  |  |  | 12130922057 | 726868 | 3764462 | Not Same | Not Same
13918 | 1130922057 | 726868 | 3764462 |  |  |  | 12130922058 | 726868.1 | 3764462.3 | Not Same | Not Same
13919 | 1130922058 | 726869 | 3764462 |  |  |  | 12130922059 | 726868.2 | 3764462.4 | Not Same | Not Same
13920 | 1130922059 | 726869 | 3764462 |  |  |  | 12130922060 | 726959 | 3764105 | Not Same | Not Same
13921 | 1130922060 | 726959 | 3764105 |  |  |  | 12130922061 | 726987 | 3764104 | Not Same | Not Same
13922 | 1130922061 | 726987 | 3764104 |  |  |  | 12130922062 | 727025 | 3764097 | Not Same | Not Same
13923 | 1130922062 | 727025 | 3764097 |  |  |  | 12130922063 | 727025 | 3764095 |  | Not Same
13924 | 1130922063 | 727025 | 3764095 |  |  |  | 12130922064 | 727025 | 3764094 |  | Not Same
13925 | 1130922064 | 727025 | 3764094 |  |  |  | 12130922065 | 727028 | 3764186 | Not Same | Not Same
13926 | 1130922065 | 727028 | 3764186 |  |  |  | 12130922066 | 727045 | 3764222 | Not Same | Not Same
13927 | 1130922066 | 727045 | 3764222 |  |  |  | 12130922067 | 727062 | 3764258 | Not Same | Not Same
13928 | 1130922067 | 727062 | 3764258 |  |  |  | 12130922068 | 727079 | 3764303 | Not Same | Not Same
13929 | 1130922068 | 727079 | 3764303 |  |  |  | 12130922069 | 727079 | 3764302 |  | Not Same
13930 | 1130922069 | 727079 | 3764302 |  |  |  | 12130922070 | 727080 | 3764302 | Not Same
13931 | 1130922070 | 727080 | 3764302 |  |  |  | 12130922071 | 726816 | 3763849 | Not Same | Not Same
13932 | 1130922071 | 726816 | 3763849 |  |  |  | 12130922072 | 726816 | 3763848 |  | Not Same
13933 | 1130922072 | 726816 | 3763848 |  |  |  | 12130922073 | 726816 | 3763847 |  | Not Same
13934 | 1130922073 | 726816 | 3763847 |  |  |  | 12130922074 | 726791 | 3763823 | Not Same | Not Same
13935 | 1130922074 | 726791 | 3763823 |  |  |  | 12130922075 | 726791.1 | 3763823.4 | Not Same | Not Same
13936 | 1130922075 | 726791 | 3763823 |  |  |  | 12130922076 | 726840 | 3763839 | Not Same | Not Same
13937 | 1130922076 | 726840 | 3763839 |  |  |  | 12130922077 | 726878 | 3763821 | Not Same | Not Same
13938 | 1130922077 | 726878 | 3763821 |  |  |  | 12130922078 | 726910 | 3763802 | Not Same | Not Same
13939 | 1130922078 | 726910 | 3763802 |  |  |  | 12130922079 | 726778 | 3763793 | Not Same | Not Same
13940 | 1130922079 | 726778 | 3763793 |  |  |  | 12130922080 | 726778.1 | 3763793.3 | Not Same | Not Same
13941 | 1130922080 | 726775 | 3763794 |  |  |  | 12130922081 | 726778.2 | 3763793.5 | Not Same | Not Same
13942 | 1130922081 | 726775 | 3763794 |  |  |  | 12130922082 | 726791 | 3763818 | Not Same | Not Same
13943 | 1130922082 | 726791 | 3763818 |  |  |  | 12130922083 | 726762 | 3763789 | Not Same | Not Same
13944 | 1130922083 | 726762 | 3763789 |  |  |  | 12130922084 | 726800 | 3763762 | Not Same | Not Same
13945 | 1130922084 | 726800 | 3763762 |  |  |  | 12130922085 | 726840 | 3763747 | Not Same | Not Same
13946 | 1130922085 | 726840 | 3763747 |  |  |  | 12130922086 | 726752 | 3763763 | Not Same | Not Same
13947 | 1130922086 | 726752 | 3763763 |  |  |  | 12130922087 | 726750 | 3763763 | Not Same
13948 | 1130922087 | 726750 | 3763763 |  |  |  | 12130922088 | 726749 | 3763763 | Not Same
13949 | 1130922088 | 726749 | 3763763 |  |  |  | 12130922089 | 726719 | 3763717 | Not Same | Not Same
13950 | 1130922089 | 726719 | 3763717 |  |  |  | 12130922090 | 726689 | 3763674 | Not Same | Not Same
13951 | 1130922090 | 726689 | 3763674 |  |  |  | 12130922091 | 726709 | 3763660 | Not Same | Not Same
13952 | 1130922091 | 726709 | 3763660 |  |  |  | 12130922092 | 726737 | 3763631 | Not Same | Not Same
13953 | 1130922092 | 726737 | 3763631 |  |  |  | 12130922093 | 726737.1 | 3763631.3 | Not Same | Not Same
13954 | 1130922093 | 726737 | 3763632 |  |  |  | 12130922094 | 726737.2 | 3763631.4 | Not Same | Not Same
13955 | 1130922094 | 726737 | 3763632 |  |  |  | 12130922095 | 726775 | 3763605 | Not Same | Not Same
13956 | 1130922095 | 726775 | 3763605 |  |  |  | 12130922096 | 726819 | 3763583 | Not Same | Not Same
13957 | 1130922096 | 726819 | 3763583 |  |  |  | 12130922097 | 726664 | 3763638 | Not Same | Not Same
13958 | 1130922097 | 726664 | 3763638 |  |  |  | 12130922098 | 726642 | 3763609 | Not Same | Not Same
13959 | 1130922098 | 726642 | 3763609 |  |  |  | 12130922099 | 726624 | 3763583 | Not Same | Not Same
13960 | 1130922099 | 726624 | 3763583 |  |  |  | 12130922100 | 726625 | 3763583 | Not Same
13961 | 1130922100 | 726625 | 3763583 |  |  |  | 12130922101 | 726626 | 3763582 | Not Same | Not Same
13962 | 1130922101 | 726626 | 3763582 |  |  |  | 12130922102 | 726650 | 3763565 | Not Same | Not Same
13963 | 1130922102 | 726650 | 3763565 |  |  |  | 12130922103 | 726685 | 3763539 | Not Same | Not Same
13964 | 1130922103 | 726685 | 3763539 |  |  |  | 12130922104 | 726727 | 3763513 | Not Same | Not Same
13965 | 1130922104 | 726727 | 3763513 |  |  |  | 12130922105 | 726767 | 3763487 | Not Same | Not Same
13966 | 1130922105 | 726767 | 3763487 |  |  |  | 12130922106 | 726581 | 3763543 | Not Same | Not Same
13967 | 1130922106 | 726581 | 3763543 |  |  |  | 12130922107 | 726580 | 3763544 | Not Same | Not Same
13968 | 1130922107 | 726580 | 3763544 |  |  |  | 12130922108 | 726581 | 3763545 | Not Same | Not Same
13969 | 1130922108 | 726581 | 3763545 |  |  |  | 12130922109 | 726596 | 3763547 | Not Same | Not Same
13970 | 1130922109 | 726596 | 3763547 |  |  |  | 12130922110 | 726626 | 3763518 | Not Same | Not Same
13971 | 1130922110 | 726626 | 3763518 |  |  |  | 12130922111 | 726660 | 3763495 | Not Same | Not Same
13972 | 1130922111 | 726660 | 3763495 |  |  |  | 12130922112 | 726565 | 3763522 | Not Same | Not Same
13973 | 1130922112 | 726565 | 3763522 |  |  |  | 12130922113 | 726579 | 3763489 | Not Same | Not Same
13974 | 1130922113 | 726579 | 3763489 |  |  |  | 12130922114 | 726654 | 3763691 | Not Same | Not Same
13975 | 1130922114 | 726654 | 3763691 |  |  |  | 12130922115 | 726654.1 | 3763691.3 | Not Same | Not Same
13976 | 1130922115 | 726654 | 3763691 |  |  |  | 12130922116 | 726654.2 | 3763691.4 | Not Same | Not Same
13977 | 1130922116 | 726655 | 3763691 |  |  |  | 12140922117 | 726867 | 3763925 | Not Same | Not Same
13978 | 1140922117 | 726867 | 3763925 |  |  |  | 12140922118 | 726891 | 3763959 | Not Same | Not Same
13979 | 1140922118 | 726891 | 3763959 |  |  |  | 12140922119 | 726895 | 3763965 | Not Same | Not Same
13980 | 1140922119 | 726895 | 3763965 |  |  |  | 12140922120 | 726896 | 3763965 | Not Same
13981 | 1140922120 | 726896 | 3763965 |  |  |  | 12140922121 | 726916 | 3763986 | Not Same | Not Same
13982 | 1140922121 | 726916 | 3763986 |  |  |  | 12140922122 | 726929 | 3763988 | Not Same | Not Same
13983 | 1140922122 | 726929 | 3763988 |  |  |  | 12140922123 | 726929.1 | 3763988.3 | Not Same | Not Same
13984 | 1140922123 | 726932 | 3763990 |  |  |  | 12140922124 | 726929.2 | 3763988.4 | Not Same | Not Same
13985 | 1140922124 | 726932 | 3763990 |  |  |  | 12140922125 | 726933 | 3763992 | Not Same | Not Same
13986 | 1140922125 | 726933 | 3763992 |  |  |  | 12140922126 | 726934 | 3763990 | Not Same | Not Same
13987 | 1140922126 | 726934 | 3763990 |  |  |  | 12140922127 | 726964 | 3763978 | Not Same | Not Same
13988 | 1140922127 | 726964 | 3763978 |  |  |  | 12140922128 | 727014 | 3763955 | Not Same | Not Same
13989 | 1140922128 | 727014 | 3763955 |  |  |  | 12140922129 | 727044 | 3763936 | Not Same | Not Same
13990 | 1140922129 | 727044 | 3763936 |  |  |  | 12140922130 | 727073 | 3763921 | Not Same | Not Same
13991 | 1140922130 | 727073 | 3763921 |  |  |  | 12140922131 | 727107 | 3763904 | Not Same | Not Same
13992 | 1140922131 | 727107 | 3763904 |  |  |  | 12140922132 | 727108 | 3763904 | Not Same
13993 | 1140922132 | 727108 | 3763904 |  |  |  | 12140922133 | 727109 | 3763903 | Not Same | Not Same
13994 | 1140922133 | 727109 | 3763903 |  |  |  | 12140922134 | 727148 | 3763891 | Not Same | Not Same
13995 | 1140922134 | 727148 | 3763891 |  |  |  | 12140922135 | 727188 | 3763873 | Not Same | Not Same
13996 | 1140922135 | 727188 | 3763873 |  |  |  | 12140922136 | 727140 | 3763857 | Not Same | Not Same
13997 | 1140922136 | 727140 | 3763857 |  |  |  | 12140922137 | 727140.1 | 3763857.3 | Not Same | Not Same
13998 | 1140922137 | 727136 | 3763862 |  |  |  | 12140922138 | 727140.2 | 3763857.5 | Not Same | Not Same
13999 | 1140922138 | 727137 | 3763862 |  |  |  | 12140922139 | 727235 | 3763853 | Not Same | Not Same
14000 | 1140922139 | 727235 | 3763853 |  |  |  | 12140922140 | 727133 | 3763844 | Not Same | Not Same
14001 | 1140922140 | 727133 | 3763844 |  |  |  | 12140922141 | 727164 | 3763827 | Not Same | Not Same
14002 | 1140922141 | 727164 | 3763827 |  |  |  | 12140922142 | 727190 | 3763817 | Not Same | Not Same
14003 | 1140922142 | 727190 | 3763817 |  |  |  | 12140922143 | 727217 | 3763802 | Not Same | Not Same
14004 | 1140922143 | 727217 | 3763802 |  |  |  | 12140922144 | 727125 | 3763826 | Not Same | Not Same
14005 | 1140922144 | 727125 | 3763826 |  |  |  | 12140922145 | 727125.1 | 3763826.3 | Not Same | Not Same
14006 | 1140922145 | 727125 | 3763822 |  |  |  | 12140922146 | 727125.2 | 3763826.4 | Not Same | Not Same
14007 | 1140922146 | 727125 | 3763822 |  |  |  | 12140922147 | 727111 | 3763790 | Not Same | Not Same
14008 | 1140922147 | 727111 | 3763790 |  |  |  | 12140922148 | 727097 | 3763766 | Not Same | Not Same
14009 | 1140922148 | 727097 | 3763766 |  |  |  | 12140922149 | 727143 | 3763746 | Not Same | Not Same
14010 | 1140922149 | 727143 | 3763746 |  |  |  | 12140922150 | 727159 | 3763740 | Not Same | Not Same
14011 | 1140922150 | 727159 | 3763740 |  |  |  | 12140922151 | 726867 | 3763876 | Not Same | Not Same
14012 | 1140922151 | 726867 | 3763876 |  |  |  | 12140922152 | 726890 | 3763862 | Not Same | Not Same
14013 | 1140922152 | 726890 | 3763862 |  |  |  | 12140922153 | 726936 | 3763849 | Not Same | Not Same
14014 | 1140922153 | 726936 | 3763849 |  |  |  | 12140922154 | 726975 | 3763821 | Not Same | Not Same
14015 | 1140922154 | 726975 | 3763821 |  |  |  | 12140922155 | 726975.1 | 3763821.3 | Not Same | Not Same
14016 | 1140922155 | 726978 | 3763825 |  |  |  | 12140922156 | 726975.2 | 3763821.4 | Not Same | Not Same
14017 | 1140922156 | 726978 | 3763825 |  |  |  | 12140922157 | 726972 | 3763840 | Not Same | Not Same
14018 | 1140922157 | 726972 | 3763840 |  |  |  | 12140922158 | 726983 | 3763870 | Not Same | Not Same
14019 | 1140922158 | 726983 | 3763870 |  |  |  | 12140922159 | 726958 | 3763887 | Not Same | Not Same
14020 | 1140922159 | 726958 | 3763887 |  |  |  | 12140922160 | 726935 | 3763893 | Not Same | Not Same
14021 | 1140922160 | 726935 | 3763893 |  |  |  | 12140922161 | 726993 | 3763884 | Not Same | Not Same
14022 | 1140922161 | 726993 | 3763884 |  |  |  | 12140922162 | 727004 | 3763920 | Not Same | Not Same
14023 | 1140922162 | 727004 | 3763920 |  |  |  | 12140922163 | 726962 | 3763798 | Not Same | Not Same
14024 | 1140922163 | 726962 | 3763798 |  |  |  | 12140922164 | 726959 | 3763778 | Not Same | Not Same
14025 | 1140922164 | 726959 | 3763778 |  |  |  | 12140922165 | 726942 | 3763746 | Not Same | Not Same
14026 | 1140922165 | 726942 | 3763746 |  |  |  | 12140922166 | 726942.1 | 3763746.3 | Not Same | Not Same
14027 | 1140922166 | 726942 | 3763746 |  |  |  | 12140922167 | 726942.2 | 3763746.4 | Not Same | Not Same
14028 | 1140922167 | 726941 | 3763745 |  |  |  | 12140922168 | 726906 | 3763767 | Not Same | Not Same
14029 | 1140922168 | 726906 | 3763767 |  |  |  | 12140922169 | 726864 | 3763786 | Not Same | Not Same
14030 | 1140922169 | 726864 | 3763786 |  |  |  | 12140922170 | 726829 | 3763805 | Not Same | Not Same
14031 | 1140922170 | 726829 | 3763805 |  |  |  | 12140922171 | 726925 | 3763701 | Not Same | Not Same
14032 | 1140922171 | 726925 | 3763701 |  |  |  | 12140922172 | 726907 | 3763662 | Not Same | Not Same
14033 | 1140922172 | 726907 | 3763662 |  |  |  | 12140922173 | 726902 | 3763660 | Not Same | Not Same
14034 | 1140922173 | 726902 | 3763660 |  |  |  | 12140922174 | 726903 | 3763661 | Not Same | Not Same
14035 | 1140922174 | 726903 | 3763661 |  |  |  | 12140922175 | 726862 | 3763685 | Not Same | Not Same
14036 | 1140922175 | 726862 | 3763685 |  |  |  | 12140922176 | 726826 | 3763706 | Not Same | Not Same
14037 | 1140922176 | 726826 | 3763706 |  |  |  | 12140922177 | 726797 | 3763731 | Not Same | Not Same
14038 | 1140922177 | 726797 | 3763731 |  |  |  | 12140922178 | 726886 | 3763727 | Not Same | Not Same
14039 | 1140922178 | 726886 | 3763727 |  |  |  | 12140922179 | 726916 | 3763659 | Not Same | Not Same
14040 | 1140922179 | 726916 | 3763659 |  |  |  | 12140922180 | 726916 | 3763662 |  | Not Same
14041 | 1140922180 | 726916 | 3763662 |  |  |  | 12140922181 | 726917 | 3763662 | Not Same
14042 | 1140922181 | 726917 | 3763662 |  |  |  | 12140922182 | 726960 | 3763640 | Not Same | Not Same
14043 | 1140922182 | 726960 | 3763640 |  |  |  | 12140922183 | 726962 | 3763641 | Not Same | Not Same
14044 | 1140922183 | 726962 | 3763641 |  |  |  | 12140922184 | 726960 | 3763641 | Not Same
14045 | 1140922184 | 726960 | 3763641 |  |  |  | 12150922185 | 726881 | 3763615 | Not Same | Not Same
14046 | 1150922185 | 726881 | 3763615 |  |  |  | 12150922186 | 726881 | 3763614 |  | Not Same
14047 | 1150922186 | 726881 | 3763614 |  |  |  | 12150922187 | 726880 | 3763612 | Not Same | Not Same
14048 | 1150922187 | 726880 | 3763612 |  |  |  | 12150922188 | 726842 | 3763631 | Not Same | Not Same
14049 | 1150922188 | 726842 | 3763631 |  |  |  | 12150922189 | 726810 | 3763651 | Not Same | Not Same
14050 | 1150922189 | 726810 | 3763651 |  |  |  | 12150922190 | 726769 | 3763681 | Not Same | Not Same
14051 | 1150922190 | 726769 | 3763681 |  |  |  | 12150922191 | 726723 | 3763715 | Not Same | Not Same
14052 | 1150922191 | 726723 | 3763715 |  |  |  | 12150922192 | 726869 | 3763582 | Not Same | Not Same
14053 | 1150922192 | 726869 | 3763582 |  |  |  | 12150922193 | 726869 | 3763581 |  | Not Same
14054 | 1150922193 | 726869 | 3763581 |  |  |  | 12150922194 | 726867 | 3763579 | Not Same | Not Same
14055 | 1150922194 | 726867 | 3763579 |  |  |  | 12150922195 | 726859 | 3763564 | Not Same | Not Same
14056 | 1150922195 | 726859 | 3763564 |  |  |  | 12150922196 | 726901 | 3763546 | Not Same | Not Same
14057 | 1150922196 | 726901 | 3763546 |  |  |  | 12150922197 | 726941 | 3763527 | Not Same | Not Same
14058 | 1150922197 | 726941 | 3763527 |  |  |  | 12150922198 | 726837 | 3763515 | Not Same | Not Same
14059 | 1150922198 | 726837 | 3763515 |  |  |  | 12150922199 | 726837.1 | 3763515.3 | Not Same | Not Same
14060 | 1150922199 | 726830 | 3763526 |  |  |  | 12150922200 | 726837.2 | 3763515.4 | Not Same | Not Same
14061 | 1150922200 | 726829 | 3763526 |  |  |  | 12150922201 | 726820 | 3763583 | Not Same | Not Same
14062 | 1150922201 | 726820 | 3763583 |  |  |  | 12150922202 | 726782 | 3763604 | Not Same | Not Same
14063 | 1150922202 | 726782 | 3763604 |  |  |  | 12150922203 | 726739 | 3763631 | Not Same | Not Same
14064 | 1150922203 | 726739 | 3763631 |  |  |  | 12150922204 | 726879 | 3763501 | Not Same | Not Same
14065 | 1150922204 | 726879 | 3763501 |  |  |  | 12150922205 | 726921 | 3763483 | Not Same | Not Same
14066 | 1150922205 | 726921 | 3763483 |  |  |  | 12150922206 | 726965 | 3763461 | Not Same | Not Same
14067 | 1150922206 | 726965 | 3763461 |  |  |  | 12150922207 | 726796 | 3763537 | Not Same | Not Same
14068 | 1150922207 | 726796 | 3763537 |  |  |  | 12150922208 | 726748 | 3763559 | Not Same | Not Same
14069 | 1150922208 | 726748 | 3763559 |  |  |  | 12150922209 | 726702 | 3763602 | Not Same | Not Same
14070 | 1150922209 | 726702 | 3763602 |  |  |  | 12150922210 | 726679 | 3763621 | Not Same | Not Same
14071 | 1150922210 | 726679 | 3763621 |  |  |  | 12150922211 | 726663 | 3763640 | Not Same | Not Same
14072 | 1150922211 | 726663 | 3763640 |  |  |  | 12150922212 | 726710 | 3763663 | Not Same | Not Same
14073 | 1150922212 | 726710 | 3763663 |  |  |  | 12150922213 | 726710.1 | 3763663.3 | Not Same | Not Same
14074 | 1150922213 | 726737 | 3763642 |  |  |  | 12150922214 | 726710.2 | 3763663.5 | Not Same | Not Same
14075 | 1150922214 | 726737 | 3763644 |  |  |  | 12150922215 | 726817 | 3763469 | Not Same | Not Same
14076 | 1150922215 | 726817 | 3763469 |  |  |  | 12150922216 | 726815 | 3763464 | Not Same | Not Same
14077 | 1150922216 | 726815 | 3763464 |  |  |  | 12150922217 | 726814 | 3763464 | Not Same
14078 | 1150922217 | 726814 | 3763464 |  |  |  | 12150922218 | 726858 | 3763449 | Not Same | Not Same
14079 | 1150922218 | 726858 | 3763449 |  |  |  | 12150922219 | 726899 | 3763441 | Not Same | Not Same
14080 | 1150922219 | 726899 | 3763441 |  |  |  | 12150922220 | 726941 | 3763415 | Not Same | Not Same
14081 | 1150922220 | 726941 | 3763415 |  |  |  | 12150922221 | 726792 | 3763415 | Not Same
14082 | 1150922221 | 726792 | 3763415 |  |  |  | 12150922222 | 726789 | 3763414 | Not Same | Not Same
14083 | 1150922222 | 726789 | 3763414 |  |  |  | 12150922223 | 726789 | 3763413 |  | Not Same
14084 | 1150922223 | 726789 | 3763413 |  |  |  | 12150922224 | 726831 | 3763398 | Not Same | Not Same
14085 | 1150922224 | 726831 | 3763398 |  |  |  | 121509222241 | 726832 | 3763398 | Not Same
14086 | 1150922225 | 726873 | 3763383 |  |  |  | 12150922225 | 726873 | 3763383
14087 | 1150922226 | 726913 | 3763361 |  |  |  | 12150922226 | 726913 | 3763361
14088 | 1150922227 | 726755 | 3763436 |  |  |  | 12150922227 | 726755 | 3763436
14089 | 1150922228 | 726752 | 3763437 |  |  |  | 12150922228 | 726752 | 3763437
14090 | 1150922229 | 726754 | 3763436 |  |  |  | 12150922229 | 726754 | 3763436
14091 | 1150922230 | 726704 | 3763461 |  |  |  | 12150922230 | 726704 | 3763461
14092 | 1150922231 | 726668 | 3763484 |  |  |  | 12150922231 | 726668 | 3763484
14093 | 1150922232 | 726627 | 3763516 |  |  |  | 12150922233 | 726767 | 3763377 | Not Same | Not Same
14094 | 1150922233 | 726767 | 3763377 |  |  |  | 12150922234 | 726765 | 3763361 | Not Same | Not Same
14095 | 1150922234 | 726765 | 3763361 |  |  |  | 12150922235 | 726727 | 3763377 | Not Same | Not Same
14096 | 1150922235 | 726727 | 3763377 |  |  |  | 12150922236 | 726727.1 | 3763377.5 | Not Same | Not Same
14097 | 1150922236 | 726727 | 3763378 |  |  |  | 12150922237 | 726727.4 | 3763377.8 | Not Same | Not Same
14098 | 1150922237 | 726725 | 3763378 |  |  |  | 12150922238 | 726682 | 3763397 | Not Same | Not Same
14099 | 1150922238 | 726682 | 3763397 |  |  |  | 12150922239 | 726811 | 3763338 | Not Same | Not Same
14100 | 1150922239 | 726811 | 3763338 |  |  |  | 12150922240 | 726631 | 3763427 | Not Same | Not Same
14101 | 1150922240 | 726631 | 3763427 |  |  |  | 12150922241 | 726630 | 3763427 | Not Same
14102 | 1150922241 | 726630 | 3763427 |  |  |  | 12150922242 | 726629 | 3763428 | Not Same | Not Same
14103 | 1150922242 | 726629 | 3763428 |  |  |  | 12150922243 | 726597 | 3763437 | Not Same | Not Same
14104 | 1150922243 | 726597 | 3763437 |  |  |  | 12150922244 | 726566 | 3763453 | Not Same | Not Same
14105 | 1150922244 | 726566 | 3763453 |  |  |  | 12150922245 | 726534 | 3763467 | Not Same | Not Same
14106 | 1150922245 | 726534 | 3763467 |  |  |  | 12150922246 | 726514 | 3763450 | Not Same | Not Same
14107 | 1150922246 | 726514 | 3763450 |  |  |  | 12160922247 | 726862 | 3763313 | Not Same | Not Same
14108 | 1160922247 | 726862 | 3763313 |  |  |  | 12160922248 | 726861 | 3763314 | Not Same | Not Same
14109 | 1160922248 | 726861 | 3763314 |  |  |  | 12160922249 | 726860 | 3763314 | Not Same
14110 | 1160922249 | 726860 | 3763314 |  |  |  | 12160922250 | 726798 | 3763313 | Not Same | Not Same
14111 | 1160922250 | 726798 | 3763313 |  |  |  | 12160922251 | 726840 | 3763265 | Not Same | Not Same
14112 | 1160922251 | 726840 | 3763265 |  |  |  | 12160922252 | 726828 | 3763238 | Not Same | Not Same
14113 | 1160922252 | 726828 | 3763238 |  |  |  | 12160922253 | 726879 | 3763307 | Not Same | Not Same
14114 | 1160922253 | 726879 | 3763307 |  |  |  | 12160922254 | 726907 | 3763294 | Not Same | Not Same
14115 | 1160922254 | 726907 | 3763294 |  |  |  | 12160922255 | 726941 | 3763279 | Not Same | Not Same
14116 | 1160922255 | 726941 | 3763279 |  |  |  | 12160922256 | 726941.1 | 3763279.3 | Not Same | Not Same
14117 | 1160922256 | 726942 | 3763279 |  |  |  | 12160922257 | 726941.2 | 3763279.4 | Not Same | Not Same
14118 | 1160922257 | 726940 | 3763279 |  |  |  | 12160922258 | 726994 | 3763250 | Not Same | Not Same
14119 | 1160922258 | 726994 | 3763250 |  |  |  | 12160922259 | 726973 | 3763206 | Not Same | Not Same
14120 | 1160922259 | 726973 | 3763206 |  |  |  | 12160922260 | 726930 | 3763223 | Not Same | Not Same
14121 | 1160922260 | 726930 | 3763223 |  |  |  | 12160922261 | 727035 | 3763233 | Not Same | Not Same
14122 | 1160922261 | 727035 | 3763233 |  |  |  | 12160922262 | 727035.1 | 3763233.3 | Not Same | Not Same
14123 | 1160922262 | 727035 | 3763233 |  |  |  | 12160922263 | 727035.2 | 3763233.4 | Not Same | Not Same
14124 | 1160922263 | 727036 | 3763234 |  |  |  | 12160922264 | 727074 | 3763215 | Not Same | Not Same
14125 | 1160922264 | 727074 | 3763215 |  |  |  | 12160922265 | 727075 | 3763215 | Not Same
14126 | 1160922265 | 727075 | 3763215 |  |  |  | 12160922266 | 727073 | 3763216 | Not Same | Not Same
14127 | 1160922266 | 727073 | 3763216 |  |  |  | 12160922267 | 727123 | 3763192 | Not Same | Not Same
14128 | 1160922267 | 727123 | 3763192 |  |  |  | 12160922268 | 727089 | 3763240 | Not Same | Not Same
14129 | 1160922268 | 727089 | 3763240 |  |  |  | 12160922269 | 727058 | 3763176 | Not Same | Not Same
14130 | 1160922269 | 727058 | 3763176 |  |  |  | 12160922270 | 727058.1 | 3763176.3 | Not Same | Not Same
14131 | 1160922270 | 727058 | 3763176 |  |  |  | 12160922271 | 727058.2 | 3763176.4 | Not Same | Not Same
14132 | 1160922271 | 727058 | 3763176 |  |  |  | 12160922272 | 727089 | 3763158 | Not Same | Not Same
14133 | 1160922272 | 727089 | 3763158 |  |  |  | 12160922273 | 727041 | 3763143 | Not Same | Not Same
14134 | 1160922273 | 727041 | 3763143 |  |  |  | 12160922274 | 727041 | 3763140 |  | Not Same
14135 | 1160922274 | 727041 | 3763140 |  |  |  | 12160922275 | 727041 | 3763142 |  | Not Same
14136 | 1160922275 | 727041 | 3763142 |  |  |  | 12160922276 | 727008 | 3763158 | Not Same | Not Same
14137 | 1160922276 | 727008 | 3763158 |  |  |  | 12160922277 | 726991 | 3763128 | Not Same | Not Same
14138 | 1160922277 | 726991 | 3763128 |  |  |  | 12160922278 | 727024 | 3763103 | Not Same | Not Same
14139 | 1160922278 | 727024 | 3763103 |  |  |  | 12160922279 | 726968 | 3763337 | Not Same | Not Same
14140 | 1160922279 | 726968 | 3763337 |  |  |  | 12160922281 | 727022 | 3763313 | Not Same | Not Same
14141 | 1160922280 | 726920 | 3763366 |  |  |  | 12160922282 | 727037 | 3763349 | Not Same | Not Same
14142 | 1160922281 | 727022 | 3763313 |  |  |  | 12160922283 | 727037.1 | 3763349.3 | Not Same | Not Same
14143 | 1160922282 | 727037 | 3763349 |  |  |  | 12160922284 | 727037.2 | 3763349.4 | Not Same | Not Same
14144 | 1160922283 | 727037 | 3763349 |  |  |  | 12160922285 | 727058 | 3763392 | Not Same | Not Same
14145 | 1160922284 | 727037 | 3763350 |  |  |  | 12160922286 | 727079 | 3763434 | Not Same | Not Same
14146 | 1160922285 | 727058 | 3763392 |  |  |  | 12160922287 | 727056 | 3763292 | Not Same | Not Same
14147 | 1160922286 | 727079 | 3763434 |  |  |  | 12160922288 | 727074 | 3763287 | Not Same | Not Same
14148 | 1160922287 | 727056 | 3763292 |  |  |  | 12160922289 | 727086 | 3763284 | Not Same | Not Same
14149 | 1160922288 | 727074 | 3763287 |  |  |  | 12160922290 | 727088 | 3763285 | Not Same | Not Same
14150 | 1160922289 | 727086 | 3763284 |  |  |  | 12160922291 | 727089 | 3763285 | Not Same | Not Same
14151 | 1160922290 | 727088 | 3763285 |  |  |  | 12160922292 | 727090 | 3763285 | Not Same
14152 | 1160922291 | 727089 | 3763285 |  |  |  | 12160922293 | 727091 | 3763285 | Not Same
14153 | 1160922292 | 727090 | 3763285 |  |  |  | 12160922294 | 727102 | 3763282 | Not Same | Not Same
14154 | 1160922293 | 727091 | 3763285 |  |  |  | 12160922295 | 727111 | 3763296 | Not Same | Not Same
14155 | 1160922294 | 727102 | 3763282 |  |  |  | 12160922296 | 727129 | 3763335 | Not Same | Not Same
14156 | 1160922295 | 727111 | 3763296 |  |  |  | 12160922297 | 727156 | 3763317 | Not Same | Not Same
14157 | 1160922296 | 727129 | 3763335 |  |  |  | 12160922298 | 727095 | 3763262 | Not Same | Not Same
14158 | 1160922297 | 727156 | 3763317 |  |  |  | 12160922299 | 727106 | 3763255 | Not Same | Not Same
14159 | 1160922298 | 727095 | 3763262 |  |  |  | 12160922300 | 727135 | 3763240 | Not Same | Not Same
14160 | 1160922299 | 727106 | 3763255 |  |  |  | 12160922301 | 727086 | 3763315 | Not Same | Not Same
14161 | 1160922300 | 727135 | 3763240 |  |  |  | 12160922302 | 727087 | 3763317 | Not Same | Not Same
14162 | 1160922301 | 727086 | 3763315 |  |  |  | 12160922303 | 727087 | 3763315 | Not Same
14163 | 1160922302 | 727087 | 3763317 |  |  |  | 12160922304 | 727103 | 3763352 | Not Same | Not Same
14164 | 1160922303 | 727087 | 3763315 |  |  |  | 12160922305 | 727115 | 3763384 | Not Same | Not Same
14165 | 1160922304 | 727103 | 3763352 |  |  |  | 12160922306 | 727142 | 3763372 | Not Same | Not Same
14166 | 1160922305 | 727115 | 3763384 |  |  |  | 12160922307 | 727138 | 3763422 | Not Same | Not Same
14167 | 1160922306 | 727142 | 3763372 |  |  |  | 12160922308 | 727154 | 3763409 | Not Same | Not Same
14168 | 1160922307 | 727138 | 3763422 |  |  |  | 12160922309 | 727153 | 3763443 | Not Same | Not Same
14169 | 1160922308 | 727154 | 3763409 |  |  |  | 12160922310 | 727156 | 3763438 | Not Same | Not Same
14170 | 1160922309 | 727153 | 3763443 |  |  |  | 12160922311 | 727157 | 3763437 | Not Same | Not Same
14171 | 1160922310 | 727156 | 3763438 |  |  |  | 12160922312 | 726988 | 3763379 | Not Same | Not Same
14172 | 1160922311 | 727157 | 3763437 |  |  |  | 12160922313 | 726989 | 3763380 | Not Same | Not Same
14173 | 1160922312 | 726988 | 3763379 |  |  |  | 12160922314 | 726990 | 3763380 | Not Same | Not Same
14174 | 1160922313 | 726989 | 3763380 |  |  |  | 12160922315 | 727007 | 3763426 | Not Same | Not Same
14175 | 1160922314 | 726990 | 3763380 |  |  |  | 12160922316 | 727026 | 3763468 | Not Same | Not Same
14176 | 1160922315 | 727007 | 3763426 |  |  |  | 12160922317 | 727026.1 | 3763468.3 | Not Same | Not Same
14177 | 1160922316 | 727026 | 3763468 |  |  |  | 12160922318 | 727026.2 | 3763468.4 | Not Same | Not Same
14178 | 1160922317 | 727029 | 3763470 |  |  |  | 12160922319 | 726975 | 3763474 | Not Same | Not Same
14179 | 1160922318 | 727029 | 3763470 |  |  |  | 12160922320 | 726984 | 3763497 | Not Same | Not Same
14180 | 1160922319 | 726975 | 3763474 |  |  |  | 12160922321 | 726985 | 3763498 | Not Same | Not Same
14181 | 1160922320 | 726984 | 3763497 |  |  |  | 12160922322 | 726986 | 3763499 | Not Same | Not Same
14182 | 1160922321 | 726985 | 3763498 |  |  |  | 12160922323 | 727007 | 3763544 | Not Same | Not Same
14183 | 1160922322 | 726986 | 3763499 |  |  |  | 12160922324 | 727017 | 3763563 | Not Same | Not Same
14184 | 1160922323 | 727007 | 3763544 |  |  |  | 12160922325 | 727028 | 3763595 | Not Same | Not Same
14185 | 1160922324 | 727017 | 3763563 |  |  |  | 12160922326 | 727046 | 3763504 | Not Same | Not Same
14186 | 1160922325 | 727028 | 3763595 |  |  |  | 12160922327 | 727065 | 3763538 | Not Same | Not Same
14187 | 1160922326 | 727046 | 3763504 |  |  |  | 12160922328 | 727082 | 3763577 | Not Same | Not Same
14188 | 1160922327 | 727065 | 3763538 |  |  |  | 12160922329 | 727102 | 3763613 | Not Same | Not Same
14189 | 1160922328 | 727082 | 3763577 |  |  |  | 12160922331 | 727102 | 3763617 | Not Same | Not Same
14190 | 1160922329 | 727102 | 3763613 |  |  |  | 12160922332 | 727068 | 3763642 | Not Same | Not Same
14191 | 1160922330 | 727103 | 3763615 |  |  |  | 12160922333 | 727084 | 3763670 | Not Same | Not Same
14192 | 1160922331 | 727102 | 3763617 |  |  |  | 12160922334 | 727122 | 3763669 | Not Same | Not Same
14193 | 1160922332 | 727068 | 3763642 |  |  |  | 12160922335 | 727141 | 3763697 | Not Same | Not Same
14194 | 1160922333 | 727084 | 3763670 |  |  |  | 12160922336 | 727012 | 3763813 | Not Same | Not Same
14195 | 1160922334 | 727122 | 3763669 |  |  |  | 12160922337 | 727012 | 3763813 | Not Same | Not Same
14196 | 1160922335 | 727141 | 3763697 |  |  |  | 12160922338 | 727010 | 3763813 | Not Same | Not Same
14197 | 1160922336 | 727012 | 3763813 |  |  |  | 12160922339 | 727044 | 3763796 | Not Same | Not Same
14198 | 1160922337 | 727012 | 3763813 |  |  |  | 12160922340 | 727104 | 3763774 | Not Same | Not Same
14199 | 1160922338 | 727010 | 3763813 |  |  |  | 12160922341 | 727149 | 3763751 | Not Same | Not Same
14200 | 1160922339 | 727044 | 3763796 |  |  |  | 12160922342 | 727156 | 3763733 | Not Same | Not Same
14201 | 1160922340 | 727104 | 3763774 |  |  |  | 12160922343 | 727157 | 3763732 | Not Same | Not Same
14202 | 1160922341 | 727149 | 3763751 |  |  |  | 12160922344 | 727156 | 3763732 | Not Same | Not Same
14203 | 1160922342 | 727156 | 3763733 |  |  |  | 12160922345 | 727185 | 3763726 | Not Same | Not Same
14204 | 1160922343 | 727157 | 3763732 |  |  |  | 12160922346 | 727210 | 3763709 | Not Same | Not Same
14205 | 1160922344 | 727156 | 3763732 |  |  |  | 12160922347 | 727203 | 3763686 | Not Same | Not Same
14206 | 1160922345 | 727185 | 3763726 |  |  |  | 12160922348 | 727191 | 3763665 | Not Same | Not Same
14207 | 1160922346 | 727210 | 3763709 |  |  |  | 12160922349 | 727189 | 3763656 | Not Same | Not Same
14208 | 1160922347 | 727203 | 3763686 |  |  |  | 12160922352 | 727168 | 3763621 | Not Same | Not Same
14209 | 1160922348 | 727191 | 3763665 |  |  |  | 12160922353 | 727149 | 3763579 | Not Same | Not Same
14210 | 1160922349 | 727189 | 3763656 |  |  |  | 12160922354 | 727139 | 3763557 | Not Same | Not Same
14211 | 1160922350 | 727182 | 3763629 |  |  |  | 12160922355 | 727114 | 3763571 | Not Same | Not Same
14212 | 1160922351 | 727182 | 3763645 |  |  |  | 12160922356 | 727128 | 3763536 | Not Same | Not Same
14213 | 1160922352 | 727168 | 3763621 |  |  |  | 12160922357 | 727105 | 3763551 | Not Same | Not Same
14214 | 1160922353 | 727149 | 3763579 |  |  |  | 12160922358 | 727115 | 3763511 | Not Same | Not Same
14215 | 1160922354 | 727139 | 3763557 |  |  |  | 12160922359 | 727076 | 3763496 | Not Same | Not Same
14216 | 1160922355 | 727114 | 3763571 |  |  |  | 12160922360 | 727106 | 3763481 | Not Same | Not Same
14217 | 1160922356 | 727128 | 3763536 |  |  |  | 12160922361 | 727106.1 | 3763481.3 | Not Same | Not Same
14218 | 1160922357 | 727105 | 3763551 |  |  |  | 12160922362 | 727106.2 | 3763481.4 | Not Same | Not Same
14219 | 1160922358 | 727115 | 3763511 |  |  |  | 12160922363 | 727130 | 3763472 | Not Same | Not Same
14220 | 1160922359 | 727076 | 3763496 |  |  |  | 12160922364 | 727142 | 3763499 | Not Same | Not Same
14221 | 1160922360 | 727106 | 3763481 |  |  |  | 12160922365 | 727183 | 3763446 | Not Same | Not Same
14222 | 1160922361 | 727106 | 3763481 |  |  |  | 12160922366 | 727158 | 3763487 | Not Same | Not Same
14223 | 1160922362 | 727105 | 3763482 |  |  |  | 12160922367 | 727162 | 3763509 | Not Same | Not Same
14224 | 1160922363 | 727130 | 3763472 |  |  |  | 12160922368 | 727168 | 3763536 | Not Same | Not Same
14225 | 1160922364 | 727142 | 3763499 |  |  |  | 12160922369 | 727177 | 3763560 | Not Same | Not Same
14226 | 1160922365 | 727183 | 3763446 |  |  |  | 12160922370 | 727176 | 3763579 | Not Same | Not Same
14227 | 1160922366 | 727158 | 3763487 |  |  |  | 12160922371 | 727181 | 3763600 | Not Same | Not Same
14228 | 1160922367 | 727162 | 3763509 |  |  |  | 14120922002 | 724656 | 3763496 | Not Same | Not Same
14229 | 1160922368 | 727168 | 3763536 |  |  |  | 14120922003 | 724690 | 3763551 | Not Same | Not Same
14230 | 1160922369 | 727177 | 3763560 |  |  |  | 14120922004 | 724710 | 3763557 | Not Same | Not Same
14231 | 1160922370 | 727176 | 3763579 |  |  |  | 14120922005 | 724752 | 3763556 | Not Same | Not Same
14232 | 1160922371 | 727181 | 3763600 |  |  |  | 14120922006 | 724755 | 3763606 | Not Same | Not Same
14233 | 14120922001 | 724645 | 3763465 |  |  |  | 14120922007 | 724759 | 3763672 | Not Same | Not Same
14234 | 14120922002 | 724656 | 3763496 |  |  |  | 14120922008 | 724763 | 3763725 | Not Same | Not Same
14235 | 14120922003 | 724690 | 3763551 |  |  |  | 14120922009 | 724766 | 3763771 | Not Same | Not Same
14236 | 14120922004 | 724710 | 3763557 |  |  |  | 14120922010 | 724754 | 3763856 | Not Same | Not Same
14237 | 14120922005 | 724752 | 3763556 |  |  |  | 14120922011 | 724746 | 3764010 | Not Same | Not Same
14238 | 14120922006 | 724755 | 3763606 |  |  |  | 14120922012 | 724740 | 3764043 | Not Same | Not Same
14239 | 14120922007 | 724759 | 3763672 |  |  |  | 14120922013 | 724737 | 3764071 | Not Same | Not Same
14240 | 14120922008 | 724763 | 3763725 |  |  |  | 14120922014 | 724742 | 3764121 | Not Same | Not Same
14241 | 14120922009 | 724766 | 3763771 |  |  |  | 14120922015 | 724744 | 3764163 | Not Same | Not Same
14242 | 14120922010 | 724754 | 3763856 |  |  |  | 14120922017 | 724747 | 3764216 | Not Same | Not Same
14243 | 14120922011 | 724746 | 3764010 |  |  |  | 14120922019 | 724750 | 3764259 | Not Same | Not Same
14244 | 14120922012 | 724740 | 3764043 |  |  |  | 14120922020 | 724752 | 3764294 | Not Same | Not Same
14245 | 14120922013 | 724737 | 3764071 |  |  |  | 14120922022 | 724761 | 3764431 | Not Same | Not Same
14246 | 14120922014 | 724742 | 3764121 |  |  |  | 14120922023 | 724805 | 3764444 | Not Same | Not Same
14247 | 14120922015 | 724744 | 3764163 |  |  |  | 14120922024 | 724846 | 3764471 | Not Same | Not Same
14248 | 14120922016 | 724747 | 3764212 |  |  |  | 14120922026 | 724902 | 3764485 | Not Same | Not Same
14249 | 14120922017 | 724747 | 3764216 |  |  |  | 14120922027 | 724908 | 3764518 | Not Same | Not Same
14250 | 14120922018 | 724750 | 3764255 |  |  |  | 14120922028 | 724955 | 3764504 | Not Same | Not Same
14251 | 14120922019 | 724750 | 3764259 |  |  |  | 14120922030 | 725007 | 3764501 | Not Same | Not Same
14252 | 14120922020 | 724752 | 3764294 |  |  |  | 14120922032 | 725140 | 3764496 | Not Same | Not Same
14253 | 14120922021 | 724754 | 3764341 |  |  |  | 14120922034 | 725219 | 3764492 | Not Same | Not Same
14254 | 14120922022 | 724761 | 3764431 |  |  |  | 14120922035 | 725299 | 3764493 | Not Same | Not Same
14255 | 14120922023 | 724805 | 3764444 |  |  |  | 14120922036 | 725300 | 3764494 | Not Same | Not Same
14256 | 14120922024 | 724846 | 3764471 |  |  |  | 14120922037 | 725299 | 3764494 | Not Same | Not Same
14257 | 14120922025 | 724902 | 3764485 |  |  |  | Hayatabad-2 | 724645 | 3763465 | Not Same | Not Same
14258 | 14120922026 | 724902 | 3764485 |  |  |  | 12120922001 | 725374 | 3764486 | Not Same | Not Same
14259 | 14120922027 | 724908 | 3764518 |  |  |  | 12120922001 | 725374 | 3764486 | Not Same | Not Same
14260 | 14120922028 | 724955 | 3764504
14261 | 14120922029 | 724990 | 3764503
14262 | 14120922030 | 725007 | 3764501
14263 | 14120922031 | 725059 | 3764499
14264 | 14120922032 | 725140 | 3764496
14265 | 14120922033 | 725147 | 3764495
14266 | 14120922034 | 725219 | 3764492
14267 | 14120922035 | 725299 | 3764493
14268 | 14120922036 | 725300 | 3764494
14269 | 14120922037 | 725299 | 3764494
14270 | 14140922038 | 728521 | 3761547
14271 | 14140922039 | 728519 | 3761542
14272 | 14140922040 | 728541 | 3761554
14273 | 14140922041 | 728570 | 3761540
14274 | 14140922042 | 728491 | 3761528
14275 | 14140922043 | 728435 | 3761524
14276 | 14140922044 | 728404 | 3761517
14277 | 14140922045 | 728402 | 3761517
14278 | 14140922046 | 728400 | 3761518
14279 | 14140922047 | 728378 | 3761517
14280 | 14140922048 | 728330 | 3761486
14281 | 14140922049 | 728289 | 3761453
14282 | 14140922050 | 728256 | 3761427
14283 | 14140922051 | 728232 | 3761424
14284 | 14140922052 | 728203 | 3761393
14285 | 14140922053 | 727914 | 3761203
14286 | 14140922054 | 727729 | 3761439
14287 | 14140922055 | 727772 | 3761444
14288 | 14140922056 | 727779 | 3761443
14289 | 14140922057 | 727781 | 3761441
14290 | 14140922058 | 727782 | 3761440
14291 | 14140922059 | 727773 | 3761478
14292 | 14140922060 | 727765 | 3761498
14293 | 14140922061 | 727805 | 3761506
14294 | 14140922062 | 727804 | 3761537
14295 | 14140922063 | 727789 | 3761543
14296 | 14140922064 | 727787 | 3761555
14297 | 14140922065 | 727775 | 3761591
14298 | 14140922066 | 727771 | 3761615
14299 | 14140922067 | 727760 | 3761633
14300 | 14140922068 | 727740 | 3761486
14301 | 14140922069 | 727729 | 3761507
14302 | 14140922070 | 727697 | 3761496
14303 | 14140922071 | 727725 | 3761557
14304 | 14140922072 | 727709 | 3761601
14305 | 14140922073 | 727700 | 3761637
14306 | 12120922001 | 725374 | 3764486
14307 | 12120922002 | 725443 | 3764482
14308 | 12120922003 | 725514 | 3764478
14309 | 12120922004 | 725596 | 3764474
14310 | 12120922005 | 725633 | 3764473
14311 | 12120922006 | 725669 | 3764471
14312 | 12120922007 | 725678 | 3764424
14313 | 12120922008 | 725676 | 3764366
14314 | 12120922009 | 725678 | 3764366
14315 | 12120922010 | 725676 | 3764367
14316 | 12120922011 | 725675 | 3764332
14317 | 12120922012 | 725725 | 3764340
14318 | 12120922013 | 725741 | 3764380
14319 | 12120922014 | 725741 | 3764421
14320 | 12120922015 | 725743 | 3764456
14321 | 12120922016 | 725770 | 3764466
14322 | 12120922017 | 725830 | 3764468
14323 | 12120922018 | 725906 | 3764466
14324 | 12120922019 | 725983 | 3764466
14325 | 12120922020 | 726062 | 3764459
14326 | 12120922021 | 726139 | 3764459
14327 | 12120922022 | 726220 | 3764456
14328 | 12120922023 | 726302 | 3764450
14329 | 12120922024 | 726302.1 | 3764450.3
14330 | 12120922025 | 726302.2 | 3764450.4
14331 | 12120922026 | 726381 | 3764444
14332 | 12120922027 | 726441 | 3764436
14333 | 12120922028 | 726505 | 3764439
14334 | 12120922029 | 726545 | 3764438
14335 | 12120922030 | 726614 | 3764431
14336 | 12120922031 | 726700 | 3764434
14337 | 12120922032 | 726781 | 3764429
14338 | 12120922033 | 726857 | 3764422
14339 | 12120922034 | 726914 | 3764409
14340 | 12120922035 | 726960 | 3764409
14341 | 12120922036 | 727048 | 3764370
14342 | 12120922037 | 727018 | 3764314
14343 | 12120922038 | 726991 | 3764269
14344 | 12120922039 | 726968 | 3764218
14345 | 12120922040 | 726942 | 3764167
14346 | 12120922041 | 726916 | 3764112
14347 | 12120922042 | 726895 | 3764062
14348 | 12120922043 | 726877 | 3764021
14349 | 12120922044 | 726855 | 3763980
14350 | 12120922045 | 726837 | 3763948
14351 | 12120922046 | 726812 | 3763903
14352 | 12120922047 | 726844 | 3763884
14353 | 12130922048 | 726636 | 3764484
14354 | 12130922049 | 726643 | 3764518
14355 | 12130922050 | 726645 | 3764517
14356 | 12130922051 | 726646 | 3764518
14357 | 12130922052 | 726666 | 3764552
14358 | 12130922053 | 726667 | 3764553
14359 | 12130922054 | 726667 | 3764552
14360 | 12130922055 | 726668 | 3764552
14361 | 12130922056 | 726669 | 3764553
14362 | 12130922057 | 726868 | 3764462
14363 | 12130922058 | 726868.1 | 3764462.3
14364 | 12130922059 | 726868.2 | 3764462.4
14365 | 12130922060 | 726959 | 3764105
14366 | 12130922061 | 726987 | 3764104
14367 | 12130922062 | 727025 | 3764097
14368 | 12130922063 | 727025 | 3764095
14369 | 12130922064 | 727025 | 3764094
14370 | 12130922065 | 727028 | 3764186
14371 | 12130922066 | 727045 | 3764222
14372 | 12130922067 | 727062 | 3764258
14373 | 12130922068 | 727079 | 3764303
14374 | 12130922069 | 727079 | 3764302
14375 | 12130922070 | 727080 | 3764302
14376 | 12130922071 | 726816 | 3763849
14377 | 12130922072 | 726816 | 3763848
14378 | 12130922073 | 726816 | 3763847
14379 | 12130922074 | 726791 | 3763823
14380 | 12130922075 | 726791.1 | 3763823.4
14381 | 12130922076 | 726840 | 3763839
14382 | 12130922077 | 726878 | 3763821
14383 | 12130922078 | 726910 | 3763802
14384 | 12130922079 | 726778 | 3763793
14385 | 12130922080 | 726778.1 | 3763793.3
14386 | 12130922081 | 726778.2 | 3763793.5
14387 | 12130922082 | 726791 | 3763818
14388 | 12130922083 | 726762 | 3763789
14389 | 12130922084 | 726800 | 3763762
14390 | 12130922085 | 726840 | 3763747
14391 | 12130922086 | 726752 | 3763763
14392 | 12130922087 | 726750 | 3763763
14393 | 12130922088 | 726749 | 3763763
14394 | 12130922089 | 726719 | 3763717
14395 | 12130922090 | 726689 | 3763674
14396 | 12130922091 | 726709 | 3763660
14397 | 12130922092 | 726737 | 3763631
14398 | 12130922093 | 726737.1 | 3763631.3
14399 | 12130922094 | 726737.2 | 3763631.4
14400 | 12130922095 | 726775 | 3763605
14401 | 12130922096 | 726819 | 3763583
14402 | 12130922097 | 726664 | 3763638
14403 | 12130922098 | 726642 | 3763609
14404 | 12130922099 | 726624 | 3763583
14405 | 12130922100 | 726625 | 3763583
14406 | 12130922101 | 726626 | 3763582
14407 | 12130922102 | 726650 | 3763565
14408 | 12130922103 | 726685 | 3763539
14409 | 12130922104 | 726727 | 3763513
14410 | 12130922105 | 726767 | 3763487
14411 | 12130922106 | 726581 | 3763543
14412 | 12130922107 | 726580 | 3763544
14413 | 12130922108 | 726581 | 3763545
14414 | 12130922109 | 726596 | 3763547
14415 | 12130922110 | 726626 | 3763518
14416 | 12130922111 | 726660 | 3763495
14417 | 12130922112 | 726565 | 3763522
14418 | 12130922113 | 726579 | 3763489
14419 | 12130922114 | 726654 | 3763691
14420 | 12130922115 | 726654.1 | 3763691.3
14421 | 12130922116 | 726654.2 | 3763691.4
14422 | 12140922117 | 726867 | 3763925
14423 | 12140922118 | 726891 | 3763959
14424 | 12140922119 | 726895 | 3763965
14425 | 12140922120 | 726896 | 3763965
14426 | 12140922121 | 726916 | 3763986
14427 | 12140922122 | 726929 | 3763988
14428 | 12140922123 | 726929.1 | 3763988.3
14429 | 12140922124 | 726929.2 | 3763988.4
14430 | 12140922125 | 726933 | 3763992
14431 | 12140922126 | 726934 | 3763990
14432 | 12140922127 | 726964 | 3763978
14433 | 12140922128 | 727014 | 3763955
14434 | 12140922129 | 727044 | 3763936
14435 | 12140922130 | 727073 | 3763921
14436 | 12140922131 | 727107 | 3763904
14437 | 12140922132 | 727108 | 3763904
14438 | 12140922133 | 727109 | 3763903
14439 | 12140922134 | 727148 | 3763891
14440 | 12140922135 | 727188 | 3763873
14441 | 12140922136 | 727140 | 3763857
14442 | 12140922137 | 727140.1 | 3763857.3
14443 | 12140922138 | 727140.2 | 3763857.5
14444 | 12140922139 | 727235 | 3763853
14445 | 12140922140 | 727133 | 3763844
14446 | 12140922141 | 727164 | 3763827
14447 | 12140922142 | 727190 | 3763817
14448 | 12140922143 | 727217 | 3763802
14449 | 12140922144 | 727125 | 3763826
14450 | 12140922145 | 727125.1 | 3763826.3
14451 | 12140922146 | 727125.2 | 3763826.4
14452 | 12140922147 | 727111 | 3763790
14453 | 12140922148 | 727097 | 3763766
14454 | 12140922149 | 727143 | 3763746
14455 | 12140922150 | 727159 | 3763740
14456 | 12140922151 | 726867 | 3763876
14457 | 12140922152 | 726890 | 3763862
14458 | 12140922153 | 726936 | 3763849
14459 | 12140922154 | 726975 | 3763821
14460 | 12140922155 | 726975.1 | 3763821.3
14461 | 12140922156 | 726975.2 | 3763821.4
14462 | 12140922157 | 726972 | 3763840
14463 | 12140922158 | 726983 | 3763870
14464 | 12140922159 | 726958 | 3763887
14465 | 12140922160 | 726935 | 3763893
14466 | 12140922161 | 726993 | 3763884
14467 | 12140922162 | 727004 | 3763920
14468 | 12140922163 | 726962 | 3763798
14469 | 12140922164 | 726959 | 3763778
14470 | 12140922165 | 726942 | 3763746
14471 | 12140922166 | 726942.1 | 3763746.3
14472 | 12140922167 | 726942.2 | 3763746.4
14473 | 12140922168 | 726906 | 3763767
14474 | 12140922169 | 726864 | 3763786
14475 | 12140922170 | 726829 | 3763805
14476 | 12140922171 | 726925 | 3763701
14477 | 12140922172 | 726907 | 3763662
14478 | 12140922173 | 726902 | 3763660
14479 | 12140922174 | 726903 | 3763661
14480 | 12140922175 | 726862 | 3763685
14481 | 12140922176 | 726826 | 3763706
14482 | 12140922177 | 726797 | 3763731
14483 | 12140922178 | 726886 | 3763727
14484 | 12140922179 | 726916 | 3763659
14485 | 12140922180 | 726916 | 3763662
14486 | 12140922181 | 726917 | 3763662
14487 | 12140922182 | 726960 | 3763640
14488 | 12140922183 | 726962 | 3763641
14489 | 12140922184 | 726960 | 3763641
14490 | 12150922185 | 726881 | 3763615
14491 | 12150922186 | 726881 | 3763614
14492 | 12150922187 | 726880 | 3763612
14493 | 12150922188 | 726842 | 3763631
14494 | 12150922189 | 726810 | 3763651
14495 | 12150922190 | 726769 | 3763681
14496 | 12150922191 | 726723 | 3763715
14497 | 12150922192 | 726869 | 3763582
14498 | 12150922193 | 726869 | 3763581
14499 | 12150922194 | 726867 | 3763579
14500 | 12150922195 | 726859 | 3763564
14501 | 12150922196 | 726901 | 3763546
14502 | 12150922197 | 726941 | 3763527
14503 | 12150922198 | 726837 | 3763515
14504 | 12150922199 | 726837.1 | 3763515.3
14505 | 12150922200 | 726837.2 | 3763515.4
14506 | 12150922201 | 726820 | 3763583
14507 | 12150922202 | 726782 | 3763604
14508 | 12150922203 | 726739 | 3763631
14509 | 12150922204 | 726879 | 3763501
14510 | 12150922205 | 726921 | 3763483
14511 | 12150922206 | 726965 | 3763461
14512 | 12150922207 | 726796 | 3763537
14513 | 12150922208 | 726748 | 3763559
14514 | 12150922209 | 726702 | 3763602
14515 | 12150922210 | 726679 | 3763621
14516 | 12150922211 | 726663 | 3763640
14517 | 12150922212 | 726710 | 3763663
14518 | 12150922213 | 726710.1 | 3763663.3
14519 | 12150922214 | 726710.2 | 3763663.5
14520 | 12150922215 | 726817 | 3763469
14521 | 12150922216 | 726815 | 3763464
14522 | 12150922217 | 726814 | 3763464
14523 | 12150922218 | 726858 | 3763449
14524 | 12150922219 | 726899 | 3763441
14525 | 12150922220 | 726941 | 3763415
14526 | 12150922221 | 726792 | 3763415
14527 | 12150922222 | 726789 | 3763414
14528 | 12150922223 | 726789 | 3763413
14529 | 12150922224 | 726831 | 3763398
14530 | 12150922225 | 726873 | 3763383
14531 | 12150922226 | 726913 | 3763361
14532 | 12150922227 | 726755 | 3763436
14533 | 12150922228 | 726752 | 3763437
14534 | 12150922229 | 726754 | 3763436
14535 | 12150922230 | 726704 | 3763461
14536 | 12150922231 | 726668 | 3763484
14537 | 12150922232 | 726627 | 3763516
14538 | 12150922233 | 726767 | 3763377
14539 | 12150922234 | 726765 | 3763361
14540 | 12150922235 | 726727 | 3763377
14541 | 12150922236 | 726727.1 | 3763377.5
14542 | 12150922237 | 726727.4 | 3763377.8
14543 | 12150922238 | 726682 | 3763397
14544 | 12150922239 | 726811 | 3763338
14545 | 12150922240 | 726631 | 3763427
14546 | 12150922241 | 726630 | 3763427
14547 | 12150922242 | 726629 | 3763428
14548 | 12150922243 | 726597 | 3763437
14549 | 12150922244 | 726566 | 3763453
14550 | 12150922245 | 726534 | 3763467
14551 | 12150922246 | 726514 | 3763450
14552 | 12160922247 | 726862 | 3763313
14553 | 12160922248 | 726861 | 3763314
14554 | 12160922249 | 726860 | 3763314
14555 | 12160922250 | 726798 | 3763313
14556 | 12160922251 | 726840 | 3763265
14557 | 12160922252 | 726828 | 3763238
14558 | 12160922253 | 726879 | 3763307
14559 | 12160922254 | 726907 | 3763294
14560 | 12160922255 | 726941 | 3763279
14561 | 12160922256 | 726941.1 | 3763279.3
14562 | 12160922257 | 726941.2 | 3763279.4
14563 | 12160922258 | 726994 | 3763250
14564 | 12160922259 | 726973 | 3763206
14565 | 12160922260 | 726930 | 3763223
14566 | 12160922261 | 727035 | 3763233
14567 | 12160922262 | 727035.1 | 3763233.3
14568 | 12160922263 | 727035.2 | 3763233.4
14569 | 12160922264 | 727074 | 3763215
14570 | 12160922265 | 727075 | 3763215
14571 | 12160922266 | 727073 | 3763216
14572 | 12160922267 | 727123 | 3763192
14573 | 12160922268 | 727089 | 3763240
14574 | 12160922269 | 727058 | 3763176
14575 | 12160922270 | 727058.1 | 3763176.3
14576 | 12160922271 | 727058.2 | 3763176.4
14577 | 12160922272 | 727089 | 3763158
14578 | 12160922273 | 727041 | 3763143
14579 | 12160922274 | 727041 | 3763140
14580 | 12160922275 | 727041 | 3763142
14581 | 12160922276 | 727008 | 3763158
14582 | 12160922277 | 726991 | 3763128
14583 | 12160922278 | 727024 | 3763103
14584 | 12160922279 | 726968 | 3763337
14585 | 12160922280 | 726920 | 3763366
14586 | 12160922281 | 727022 | 3763313
14587 | 12160922282 | 727037 | 3763349
14588 | 12160922283 | 727037.1 | 3763349.3
14589 | 12160922284 | 727037.2 | 3763349.4
14590 | 12160922285 | 727058 | 3763392
14591 | 12160922286 | 727079 | 3763434
14592 | 12160922287 | 727056 | 3763292
14593 | 12160922288 | 727074 | 3763287
14594 | 12160922289 | 727086 | 3763284
14595 | 12160922290 | 727088 | 3763285
14596 | 12160922291 | 727089 | 3763285
14597 | 12160922292 | 727090 | 3763285
14598 | 12160922293 | 727091 | 3763285
14599 | 12160922294 | 727102 | 3763282
14600 | 12160922295 | 727111 | 3763296
14601 | 12160922296 | 727129 | 3763335
14602 | 12160922297 | 727156 | 3763317
14603 | 12160922298 | 727095 | 3763262
14604 | 12160922299 | 727106 | 3763255
14605 | 12160922300 | 727135 | 3763240
14606 | 12160922301 | 727086 | 3763315
14607 | 12160922302 | 727087 | 3763317
14608 | 12160922303 | 727087 | 3763315
14609 | 12160922304 | 727103 | 3763352
14610 | 12160922305 | 727115 | 3763384
14611 | 12160922306 | 727142 | 3763372
14612 | 12160922307 | 727138 | 3763422
14613 | 12160922308 | 727154 | 3763409
14614 | 12160922309 | 727153 | 3763443
14615 | 12160922310 | 727156 | 3763438
14616 | 12160922311 | 727157 | 3763437
14617 | 12160922312 | 726988 | 3763379
14618 | 12160922313 | 726989 | 3763380
14619 | 12160922314 | 726990 | 3763380
14620 | 12160922315 | 727007 | 3763426
14621 | 12160922316 | 727026 | 3763468
14622 | 12160922317 | 727026.1 | 3763468.3
14623 | 12160922318 | 727026.2 | 3763468.4
14624 | 12160922319 | 726975 | 3763474
14625 | 12160922320 | 726984 | 3763497
14626 | 12160922321 | 726985 | 3763498
14627 | 12160922322 | 726986 | 3763499
14628 | 12160922323 | 727007 | 3763544
14629 | 12160922324 | 727017 | 3763563
14630 | 12160922325 | 727028 | 3763595
14631 | 12160922326 | 727046 | 3763504
14632 | 12160922327 | 727065 | 3763538
14633 | 12160922328 | 727082 | 3763577
14634 | 12160922329 | 727102 | 3763613
14635 | 12160922330 | 727103 | 3763615
14636 | 12160922331 | 727102 | 3763617
14637 | 12160922332 | 727068 | 3763642
14638 | 12160922333 | 727084 | 3763670
14639 | 12160922334 | 727122 | 3763669
14640 | 12160922335 | 727141 | 3763697
14641 | 12160922336 | 727012 | 3763813
14642 | 12160922337 | 727012 | 3763813
14643 | 12160922338 | 727010 | 3763813
14644 | 12160922339 | 727044 | 3763796
14645 | 12160922340 | 727104 | 3763774
14646 | 12160922341 | 727149 | 3763751
14647 | 12160922342 | 727156 | 3763733
14648 | 12160922343 | 727157 | 3763732
14649 | 12160922344 | 727156 | 3763732
14650 | 12160922345 | 727185 | 3763726
14651 | 12160922346 | 727210 | 3763709
14652 | 12160922347 | 727203 | 3763686
14653 | 12160922348 | 727191 | 3763665
14654 | 12160922349 | 727189 | 3763656
14655 | 12160922350 | 727182 | 3763629
14656 | 12160922351 | 727182 | 3763645
14657 | 12160922352 | 727168 | 3763621
14658 | 12160922353 | 727149 | 3763579
14659 | 12160922354 | 727139 | 3763557
14660 | 12160922355 | 727114 | 3763571
14661 | 12160922356 | 727128 | 3763536
14662 | 12160922357 | 727105 | 3763551
14663 | 12160922358 | 727115 | 3763511
14664 | 12160922359 | 727076 | 3763496
14665 | 12160922360 | 727106 | 3763481
14666 | 12160922361 | 727106.1 | 3763481.3
14667 | 12160922362 | 727106.2 | 3763481.4
14668 | 12160922363 | 727130 | 3763472
14669 | 12160922364 | 727142 | 3763499
14670 | 12160922365 | 727183 | 3763446
14671 | 12160922366 | 727158 | 3763487
14672 | 12160922367 | 727162 | 3763509
14673 | 12160922368 | 727168 | 3763536
14674 | 12160922369 | 727177 | 3763560
14675 | 12160922370 | 727176 | 3763579
14676 | 12160922371 | 727181 | 3763600
15492 | 14230924024 | 727056 | 3763177
15493 | 14230924025 | 727035 | 3763232
15494 | 14230924026 | 726864 | 3763311
15495 | 14230924027 | 726814 | 3763466
15496 | 14230924028 | 726442 | 3762555
15497 | 14230924029 | 726455 | 3762583
15498 | 14230924030 | 726470 | 3762620
15499 | 14230924031 | 726486 | 3762654
15500 | 14230924032 | 726503 | 3762685
15501 | 14230924033 | 726502 | 3762686
15502 | 14230924034 | 726504 | 3762688
15503 | 14230924035 | 726528 | 3762734
15504 | 14230924036 | 726543 | 3762773
15505 | 14230924037 | 726568 | 3762829
15506 | 14230924038 | 726588 | 3762868
15507 | 14230924039 | 726607 | 3762907
15508 | 14230924040 | 726606 | 3762907
15509 | 14230924041 | 726607 | 3762905
15510 | 14230924042 | 726628 | 3762945
15511 | 14230924043 | 726647 | 3762995
15512 | 14230924044 | 726668 | 3763038
15513 | 14230924045 | 726672 | 3763038
15514 | 14230924046 | 726669 | 3763040
15515 | 14230924047 | 726667 | 3763038
15516 | 14230924048 | 726667 | 3763036
15517 | 14230924049 | 726691 | 3763082
15518 | 14230924050 | 726804 | 3762930

## Gnodes-Gulraiz
SectionId | SequenceNumber | X | Y
00701012120922008 | 0 | 725443 | 3764482
00701012120922008 | 1 | 725514 | 3764478
00701012120922008 | 2 | 725596 | 3764474
00701012120922008 | 3 | 725633 | 3764473
00701012120922008 | 4 | 725669 | 3764471
00701012120922008 | 5 | 725678 | 3764424
00701012120922015 | 0 | 725725 | 3764340
00701012120922015 | 1 | 725741 | 3764380
00701012120922015 | 2 | 725741 | 3764421
00701012120922022 | 0 | 725770 | 3764466
00701012120922022 | 1 | 725830 | 3764468
00701012120922022 | 2 | 725906 | 3764466
00701012120922022 | 3 | 725983 | 3764466
00701012120922022 | 4 | 726062 | 3764459
00701012120922022 | 5 | 726139 | 3764459
00701012120922030 | 0 | 726505 | 3764439
00701012120922030 | 1 | 726545 | 3764438
00701012120922033 | 0 | 726700 | 3764434
00701012120922033 | 1 | 726781 | 3764429
00701012120922041 | 0 | 726914 | 3764409
00701012120922041 | 1 | 726960 | 3764409
00701012120922041 | 2 | 727048 | 3764370
00701012120922041 | 3 | 727018 | 3764314
00701012120922041 | 4 | 726991 | 3764269
00701012120922041 | 5 | 726968 | 3764218
00701012120922041 | 6 | 726942 | 3764167
00701012120922046 | 0 | 726895 | 3764062
00701012120922046 | 1 | 726877 | 3764021
00701012120922046 | 2 | 726855 | 3763980
00701012120922046 | 3 | 726837 | 3763948
00701012130922062 | 0 | 726987 | 3764104
00701012130922068 | 0 | 727045 | 3764222
00701012130922068 | 1 | 727062 | 3764258
00701012130922090 | 0 | 726719 | 3763717
00701012130922092 | 0 | 726709 | 3763660
00701012130922099 | 0 | 726642 | 3763609
00701012140922131 | 0 | 727014 | 3763955
00701012140922131 | 1 | 727044 | 3763936
00701012140922131 | 2 | 727073 | 3763921
00701012140922136 | 0 | 727188 | 3763873
00701012140922154 | 0 | 726890 | 3763862
00701012140922154 | 1 | 726936 | 3763849
00701012150922213 | 0 | 726710 | 3763663
007010121509222241 | 0 | 726913 | 3763361
007010121509222241 | 1 | 726873 | 3763383
00701012160922288 | 0 | 727056 | 3763292
00701012160922329 | 0 | 727065 | 3763538
00701012160922329 | 1 | 727082 | 3763577
00701012160922335 | 0 | 727122 | 3763669
00701012160922342 | 0 | 727104 | 3763774
00701012160922342 | 1 | 727149 | 3763751
00701012160922360 | 0 | 727076 | 3763496
00701014120922008 | 0 | 724710 | 3763557
00701014120922008 | 1 | 724752 | 3763556
00701014120922008 | 2 | 724755 | 3763606
00701014120922008 | 3 | 724759 | 3763672
00701014120922011 | 0 | 724766 | 3763771
00701014120922011 | 1 | 724754 | 3763856
00701014120922020 | 0 | 724740 | 3764043
00701014120922020 | 1 | 724737 | 3764071
00701014120922020 | 2 | 724742 | 3764121
00701014120922020 | 3 | 724744 | 3764163
00701014120922020 | 4 | 724747 | 3764216
00701014120922020 | 5 | 724750 | 3764259
00701014120922028 | 0 | 724761 | 3764431
00701014120922028 | 1 | 724805 | 3764444
00701014120922028 | 2 | 724846 | 3764471
00701014120922028 | 3 | 724902 | 3764485
00701014120922028 | 4 | 724908 | 3764518
00701014120922035 | 0 | 725007 | 3764501
00701014120922035 | 1 | 725140 | 3764496
00701014120922035 | 2 | 725219 | 3764492

## Node-Gulraiz
NodeId | X | Y | Description | IsPadMountGear
12120922001 | 725374 | 3764486 |  | 0
12120922002 | 725443 | 3764482 |  | 0
12120922003 | 725514 | 3764478 |  | 0
12120922004 | 725596 | 3764474 |  | 0
12120922005 | 725633 | 3764473 |  | 0
12120922006 | 725669 | 3764471 |  | 0
12120922007 | 725678 | 3764424 |  | 0
12120922008 | 725676 | 3764366 |  | 0
12120922009 | 725678 | 3764366 |  | 0
12120922010 | 725676 | 3764367 |  | 0
12120922011 | 725675 | 3764332 |  | 0
12120922012 | 725725 | 3764340 |  | 0
12120922013 | 725741 | 3764380 |  | 0
12120922014 | 725741 | 3764421 |  | 0
12120922015 | 725743 | 3764456 |  | 0
12120922016 | 725770 | 3764466 |  | 0
12120922017 | 725830 | 3764468 |  | 0
12120922018 | 725906 | 3764466 |  | 0
12120922019 | 725983 | 3764466 |  | 0
12120922020 | 726062 | 3764459 |  | 0
12120922021 | 726139 | 3764459 |  | 0
12120922022 | 726220 | 3764456 |  | 0
12120922023 | 726302 | 3764450 |  | 0
12120922024 | 726302.1 | 3764450.3 |  | 0
12120922025 | 726302.2 | 3764450.4 |  | 0
12120922026 | 726381 | 3764444 |  | 0
12120922028 | 726505 | 3764439 |  | 0
12120922029 | 726545 | 3764438 |  | 0
12120922030 | 726614 | 3764431 |  | 0
12120922031 | 726700 | 3764434 |  | 0
12120922032 | 726781 | 3764429 |  | 0
12120922033 | 726857 | 3764422 |  | 0
12120922034 | 726914 | 3764409 |  | 0
12120922035 | 726960 | 3764409 |  | 0
12120922036 | 727048 | 3764370 |  | 0
12120922037 | 727018 | 3764314 |  | 0
12120922038 | 726991 | 3764269 |  | 0
12120922039 | 726968 | 3764218 |  | 0
12120922040 | 726942 | 3764167 |  | 0
12120922041 | 726916 | 3764112 |  | 0
12120922042 | 726895 | 3764062 |  | 0
12120922043 | 726877 | 3764021 |  | 0
12120922044 | 726855 | 3763980 |  | 0
12120922045 | 726837 | 3763948 |  | 0
12120922046 | 726812 | 3763903 |  | 0
12120922047 | 726844 | 3763884 |  | 0
12130922048 | 726636 | 3764484 |  | 0
12130922049 | 726643 | 3764518 |  | 0
12130922050 | 726645 | 3764517 |  | 0
12130922051 | 726646 | 3764518 |  | 0
12130922052 | 726666 | 3764552 |  | 0
12130922053 | 726667 | 3764553 |  | 0
12130922054 | 726667 | 3764552 |  | 0
12130922055 | 726668 | 3764552 |  | 0
12130922056 | 726669 | 3764553 |  | 0
12130922057 | 726868 | 3764462 |  | 0
12130922058 | 726868.1 | 3764462.3 |  | 0
12130922059 | 726868.2 | 3764462.4 |  | 0
12130922060 | 726959 | 3764105 |  | 0
12130922061 | 726987 | 3764104 |  | 0
12130922062 | 727025 | 3764097 |  | 0
12130922063 | 727025 | 3764095 |  | 0
12130922064 | 727025 | 3764094 |  | 0
12130922065 | 727028 | 3764186 |  | 0
12130922066 | 727045 | 3764222 |  | 0
12130922067 | 727062 | 3764258 |  | 0
12130922068 | 727079 | 3764303 |  | 0
12130922069 | 727079 | 3764302 |  | 0
12130922070 | 727080 | 3764302 |  | 0
12130922071 | 726816 | 3763849 |  | 0
12130922072 | 726816 | 3763848 |  | 0
12130922073 | 726816 | 3763847 |  | 0
12130922074 | 726791 | 3763823 |  | 0
12130922075 | 726791.1 | 3763823.4 |  | 0
12130922076 | 726840 | 3763839 |  | 0
12130922077 | 726878 | 3763821 |  | 0
12130922078 | 726910 | 3763802 |  | 0
12130922079 | 726778 | 3763793 |  | 0
12130922080 | 726778.1 | 3763793.3 |  | 0
12130922081 | 726778.2 | 3763793.5 |  | 0
12130922082 | 726791 | 3763818 |  | 0
12130922083 | 726762 | 3763789 |  | 0
12130922084 | 726800 | 3763762 |  | 0
12130922085 | 726840 | 3763747 |  | 0
12130922086 | 726752 | 3763763 |  | 0
12130922087 | 726750 | 3763763 |  | 0
12130922088 | 726749 | 3763763 |  | 0
12130922089 | 726719 | 3763717 |  | 0
12130922090 | 726689 | 3763674 |  | 0
12130922091 | 726709 | 3763660 |  | 0
12130922092 | 726737 | 3763631 |  | 0
12130922093 | 726737.1 | 3763631.3 |  | 0
12130922094 | 726737.2 | 3763631.4 |  | 0
12130922095 | 726775 | 3763605 |  | 0
12130922096 | 726819 | 3763583 |  | 0
12130922097 | 726664 | 3763638 |  | 0
12130922098 | 726642 | 3763609 |  | 0
12130922099 | 726624 | 3763583 |  | 0
12130922100 | 726625 | 3763583 |  | 0
12130922101 | 726626 | 3763582 |  | 0
12130922102 | 726650 | 3763565 |  | 0
12130922103 | 726685 | 3763539 |  | 0
12130922104 | 726727 | 3763513 |  | 0
12130922105 | 726767 | 3763487 |  | 0
12130922106 | 726581 | 3763543 |  | 0
12130922107 | 726580 | 3763544 |  | 0
12130922108 | 726581 | 3763545 |  | 0
12130922109 | 726596 | 3763547 |  | 0
12130922110 | 726626 | 3763518 |  | 0
12130922111 | 726660 | 3763495 |  | 0
12130922112 | 726565 | 3763522 |  | 0
12130922113 | 726579 | 3763489 |  | 0
12130922114 | 726654 | 3763691 |  | 0
12130922115 | 726654.1 | 3763691.3 |  | 0
12130922116 | 726654.2 | 3763691.4 |  | 0
12140922117 | 726867 | 3763925 |  | 0
12140922118 | 726891 | 3763959 |  | 0
12140922119 | 726895 | 3763965 |  | 0
12140922120 | 726896 | 3763965 |  | 0
12140922121 | 726916 | 3763986 |  | 0
12140922122 | 726929 | 3763988 |  | 0
12140922123 | 726929.1 | 3763988.3 |  | 0
12140922124 | 726929.2 | 3763988.4 |  | 0
12140922125 | 726933 | 3763992 |  | 0
12140922126 | 726934 | 3763990 |  | 0
12140922127 | 726964 | 3763978 |  | 0
12140922128 | 727014 | 3763955 |  | 0
12140922129 | 727044 | 3763936 |  | 0
12140922130 | 727073 | 3763921 |  | 0
12140922131 | 727107 | 3763904 |  | 0
12140922132 | 727108 | 3763904 |  | 0
12140922133 | 727109 | 3763903 |  | 0
12140922134 | 727148 | 3763891 |  | 0
12140922135 | 727188 | 3763873 |  | 0
12140922136 | 727140 | 3763857 |  | 0
12140922137 | 727140.1 | 3763857.3 |  | 0
12140922138 | 727140.2 | 3763857.5 |  | 0
12140922139 | 727235 | 3763853 |  | 0
12140922140 | 727133 | 3763844 |  | 0
12140922141 | 727164 | 3763827 |  | 0
12140922142 | 727190 | 3763817 |  | 0
12140922143 | 727217 | 3763802 |  | 0
12140922144 | 727125 | 3763826 |  | 0
12140922145 | 727125.1 | 3763826.3 |  | 0
12140922146 | 727125.2 | 3763826.4 |  | 0
12140922147 | 727111 | 3763790 |  | 0
12140922148 | 727097 | 3763766 |  | 0
12140922149 | 727143 | 3763746 |  | 0
12140922150 | 727159 | 3763740 |  | 0
12140922151 | 726867 | 3763876 |  | 0
12140922152 | 726890 | 3763862 |  | 0
12140922153 | 726936 | 3763849 |  | 0
12140922154 | 726975 | 3763821 |  | 0
12140922155 | 726975.1 | 3763821.3 |  | 0
12140922156 | 726975.2 | 3763821.4 |  | 0
12140922157 | 726972 | 3763840 |  | 0
12140922158 | 726983 | 3763870 |  | 0
12140922159 | 726958 | 3763887 |  | 0
12140922160 | 726935 | 3763893 |  | 0
12140922161 | 726993 | 3763884 |  | 0
12140922162 | 727004 | 3763920 |  | 0
12140922163 | 726962 | 3763798 |  | 0
12140922164 | 726959 | 3763778 |  | 0
12140922165 | 726942 | 3763746 |  | 0
12140922166 | 726942.1 | 3763746.3 |  | 0
12140922167 | 726942.2 | 3763746.4 |  | 0
12140922168 | 726906 | 3763767 |  | 0
12140922169 | 726864 | 3763786 |  | 0
12140922170 | 726829 | 3763805 |  | 0
12140922171 | 726925 | 3763701 |  | 0
12140922172 | 726907 | 3763662 |  | 0
12140922173 | 726902 | 3763660 |  | 0
12140922174 | 726903 | 3763661 |  | 0
12140922175 | 726862 | 3763685 |  | 0
12140922176 | 726826 | 3763706 |  | 0
12140922177 | 726797 | 3763731 |  | 0
12140922178 | 726886 | 3763727 |  | 0
12140922179 | 726916 | 3763659 |  | 0
12140922180 | 726916 | 3763662 |  | 0
12140922181 | 726917 | 3763662 |  | 0
12140922182 | 726960 | 3763640 |  | 0
12140922183 | 726962 | 3763641 |  | 0
12140922184 | 726960 | 3763641 |  | 0
12150922185 | 726881 | 3763615 |  | 0
12150922186 | 726881 | 3763614 |  | 0
12150922187 | 726880 | 3763612 |  | 0
12150922188 | 726842 | 3763631 |  | 0
12150922189 | 726810 | 3763651 |  | 0
12150922190 | 726769 | 3763681 |  | 0
12150922191 | 726723 | 3763715 |  | 0
12150922192 | 726869 | 3763582 |  | 0
12150922193 | 726869 | 3763581 |  | 0
12150922194 | 726867 | 3763579 |  | 0
12150922195 | 726859 | 3763564 |  | 0
12150922196 | 726901 | 3763546 |  | 0
12150922197 | 726941 | 3763527 |  | 0
12150922198 | 726837 | 3763515 |  | 0
12150922199 | 726837.1 | 3763515.3 |  | 0
12150922200 | 726837.2 | 3763515.4 |  | 0
12150922201 | 726820 | 3763583 |  | 0
12150922202 | 726782 | 3763604 |  | 0
12150922203 | 726739 | 3763631 |  | 0
12150922204 | 726879 | 3763501 |  | 0
12150922205 | 726921 | 3763483 |  | 0
12150922206 | 726965 | 3763461 |  | 0
12150922207 | 726796 | 3763537 |  | 0
12150922208 | 726748 | 3763559 |  | 0
12150922209 | 726702 | 3763602 |  | 0
12150922210 | 726679 | 3763621 |  | 0
12150922211 | 726663 | 3763640 |  | 0
12150922212 | 726710 | 3763663 |  | 0
12150922213 | 726710.1 | 3763663.3 |  | 0
12150922214 | 726710.2 | 3763663.5 |  | 0
12150922215 | 726817 | 3763469 |  | 0
12150922216 | 726815 | 3763464 |  | 0
12150922217 | 726814 | 3763464 |  | 0
12150922218 | 726858 | 3763449 |  | 0
12150922219 | 726899 | 3763441 |  | 0
12150922220 | 726941 | 3763415 |  | 0
12150922221 | 726792 | 3763415 |  | 0
12150922222 | 726789 | 3763414 |  | 0
12150922223 | 726789 | 3763413 |  | 0
12150922224 | 726831 | 3763398 |  | 0
121509222241 | 726832 | 3763398 |  | 0
12150922225 | 726873 | 3763383 |  | 0
12150922226 | 726913 | 3763361 |  | 0
12150922227 | 726755 | 3763436 |  | 0
12150922228 | 726752 | 3763437 |  | 0
12150922229 | 726754 | 3763436 |  | 0
12150922230 | 726704 | 3763461 |  | 0
12150922231 | 726668 | 3763484 |  | 0
12150922233 | 726767 | 3763377 |  | 0
12150922234 | 726765 | 3763361 |  | 0
12150922235 | 726727 | 3763377 |  | 0
12150922236 | 726727.1 | 3763377.5 |  | 0
12150922237 | 726727.4 | 3763377.8 |  | 0
12150922238 | 726682 | 3763397 |  | 0
12150922239 | 726811 | 3763338 |  | 0
12150922240 | 726631 | 3763427 |  | 0
12150922241 | 726630 | 3763427 |  | 0
12150922242 | 726629 | 3763428 |  | 0
12150922243 | 726597 | 3763437 |  | 0
12150922244 | 726566 | 3763453 |  | 0
12150922245 | 726534 | 3763467 |  | 0
12150922246 | 726514 | 3763450 |  | 0
12160922247 | 726862 | 3763313 |  | 0
12160922248 | 726861 | 3763314 |  | 0
12160922249 | 726860 | 3763314 |  | 0
12160922250 | 726798 | 3763313 |  | 0
12160922251 | 726840 | 3763265 |  | 0
12160922252 | 726828 | 3763238 |  | 0
12160922253 | 726879 | 3763307 |  | 0
12160922254 | 726907 | 3763294 |  | 0
12160922255 | 726941 | 3763279 |  | 0
12160922256 | 726941.1 | 3763279.3 |  | 0
12160922257 | 726941.2 | 3763279.4 |  | 0
12160922258 | 726994 | 3763250 |  | 0
12160922259 | 726973 | 3763206 |  | 0
12160922260 | 726930 | 3763223 |  | 0
12160922261 | 727035 | 3763233 |  | 0
12160922262 | 727035.1 | 3763233.3 |  | 0
12160922263 | 727035.2 | 3763233.4 |  | 0
12160922264 | 727074 | 3763215 |  | 0
12160922265 | 727075 | 3763215 |  | 0
12160922266 | 727073 | 3763216 |  | 0
12160922267 | 727123 | 3763192 |  | 0
12160922268 | 727089 | 3763240 |  | 0
12160922269 | 727058 | 3763176 |  | 0
12160922270 | 727058.1 | 3763176.3 |  | 0
12160922271 | 727058.2 | 3763176.4 |  | 0
12160922272 | 727089 | 3763158 |  | 0
12160922273 | 727041 | 3763143 |  | 0
12160922274 | 727041 | 3763140 |  | 0
12160922275 | 727041 | 3763142 |  | 0
12160922276 | 727008 | 3763158 |  | 0
12160922277 | 726991 | 3763128 |  | 0
12160922278 | 727024 | 3763103 |  | 0
12160922279 | 726968 | 3763337 |  | 0
12160922281 | 727022 | 3763313 |  | 0
12160922282 | 727037 | 3763349 |  | 0
12160922283 | 727037.1 | 3763349.3 |  | 0
12160922284 | 727037.2 | 3763349.4 |  | 0
12160922285 | 727058 | 3763392 |  | 0
12160922286 | 727079 | 3763434 |  | 0
12160922287 | 727056 | 3763292 |  | 0
12160922288 | 727074 | 3763287 |  | 0
12160922289 | 727086 | 3763284 |  | 0
12160922290 | 727088 | 3763285 |  | 0
12160922291 | 727089 | 3763285 |  | 0
12160922292 | 727090 | 3763285 |  | 0
12160922293 | 727091 | 3763285 |  | 0
12160922294 | 727102 | 3763282 |  | 0
12160922295 | 727111 | 3763296 |  | 0
12160922296 | 727129 | 3763335 |  | 0
12160922297 | 727156 | 3763317 |  | 0
12160922298 | 727095 | 3763262 |  | 0
12160922299 | 727106 | 3763255 |  | 0
12160922300 | 727135 | 3763240 |  | 0
12160922301 | 727086 | 3763315 |  | 0
12160922302 | 727087 | 3763317 |  | 0
12160922303 | 727087 | 3763315 |  | 0
12160922304 | 727103 | 3763352 |  | 0
12160922305 | 727115 | 3763384 |  | 0
12160922306 | 727142 | 3763372 |  | 0
12160922307 | 727138 | 3763422 |  | 0
12160922308 | 727154 | 3763409 |  | 0
12160922309 | 727153 | 3763443 |  | 0
12160922310 | 727156 | 3763438 |  | 0
12160922311 | 727157 | 3763437 |  | 0
12160922312 | 726988 | 3763379 |  | 0
12160922313 | 726989 | 3763380 |  | 0
12160922314 | 726990 | 3763380 |  | 0
12160922315 | 727007 | 3763426 |  | 0
12160922316 | 727026 | 3763468 |  | 0
12160922317 | 727026.1 | 3763468.3 |  | 0
12160922318 | 727026.2 | 3763468.4 |  | 0
12160922319 | 726975 | 3763474 |  | 0
12160922320 | 726984 | 3763497 |  | 0
12160922321 | 726985 | 3763498 |  | 0
12160922322 | 726986 | 3763499 |  | 0
12160922323 | 727007 | 3763544 |  | 0
12160922324 | 727017 | 3763563 |  | 0
12160922325 | 727028 | 3763595 |  | 0
12160922326 | 727046 | 3763504 |  | 0
12160922327 | 727065 | 3763538 |  | 0
12160922328 | 727082 | 3763577 |  | 0
12160922329 | 727102 | 3763613 |  | 0
12160922331 | 727102 | 3763617 |  | 0
12160922332 | 727068 | 3763642 |  | 0
12160922333 | 727084 | 3763670 |  | 0
12160922334 | 727122 | 3763669 |  | 0
12160922335 | 727141 | 3763697 |  | 0
12160922336 | 727012 | 3763813 |  | 0
12160922337 | 727012 | 3763813 |  | 0
12160922338 | 727010 | 3763813 |  | 0
12160922339 | 727044 | 3763796 |  | 0
12160922340 | 727104 | 3763774 |  | 0
12160922341 | 727149 | 3763751 |  | 0
12160922342 | 727156 | 3763733 |  | 0
12160922343 | 727157 | 3763732 |  | 0
12160922344 | 727156 | 3763732 |  | 0
12160922345 | 727185 | 3763726 |  | 0
12160922346 | 727210 | 3763709 |  | 0
12160922347 | 727203 | 3763686 |  | 0
12160922348 | 727191 | 3763665 |  | 0
12160922349 | 727189 | 3763656 |  | 0
12160922352 | 727168 | 3763621 |  | 0
12160922353 | 727149 | 3763579 |  | 0
12160922354 | 727139 | 3763557 |  | 0
12160922355 | 727114 | 3763571 |  | 0
12160922356 | 727128 | 3763536 |  | 0
12160922357 | 727105 | 3763551 |  | 0
12160922358 | 727115 | 3763511 |  | 0
12160922359 | 727076 | 3763496 |  | 0
12160922360 | 727106 | 3763481 |  | 0
12160922361 | 727106.1 | 3763481.3 |  | 0
12160922362 | 727106.2 | 3763481.4 |  | 0
12160922363 | 727130 | 3763472 |  | 0
12160922364 | 727142 | 3763499 |  | 0
12160922365 | 727183 | 3763446 |  | 0
12160922366 | 727158 | 3763487 |  | 0
12160922367 | 727162 | 3763509 |  | 0
12160922368 | 727168 | 3763536 |  | 0
12160922369 | 727177 | 3763560 |  | 0
12160922370 | 727176 | 3763579 |  | 0
12160922371 | 727181 | 3763600 |  | 0
14120922002 | 724656 | 3763496 |  | 0
14120922003 | 724690 | 3763551 |  | 0
14120922004 | 724710 | 3763557 |  | 0
14120922005 | 724752 | 3763556 |  | 0
14120922006 | 724755 | 3763606 |  | 0
14120922007 | 724759 | 3763672 |  | 0
14120922008 | 724763 | 3763725 |  | 0
14120922009 | 724766 | 3763771 |  | 0
14120922010 | 724754 | 3763856 |  | 0
14120922011 | 724746 | 3764010 |  | 0
14120922012 | 724740 | 3764043 |  | 0
14120922013 | 724737 | 3764071 |  | 0
14120922014 | 724742 | 3764121 |  | 0
14120922015 | 724744 | 3764163 |  | 0
14120922017 | 724747 | 3764216 |  | 0
14120922019 | 724750 | 3764259 |  | 0
14120922020 | 724752 | 3764294 |  | 0
14120922022 | 724761 | 3764431 |  | 0
14120922023 | 724805 | 3764444 |  | 0
14120922024 | 724846 | 3764471 |  | 0
14120922026 | 724902 | 3764485 |  | 0
14120922027 | 724908 | 3764518 |  | 0
14120922028 | 724955 | 3764504 |  | 0
14120922030 | 725007 | 3764501 |  | 0
14120922032 | 725140 | 3764496 |  | 0
14120922034 | 725219 | 3764492 |  | 0
14120922035 | 725299 | 3764493 |  | 0
14120922036 | 725300 | 3764494 |  | 0
14120922037 | 725299 | 3764494 |  | 0
Hayatabad-2 | 724645 | 3763465 |  | 0
12120922001 | 725374 | 3764486 |  | 0
12120922001 | 725374 | 3764486 |  | 0